## Terminal
Name | Voltage | Latitude / Northing | Longitude / Easting
|  | deg | deg
WYMONDLEY MAIN33 | 33 | 51.9291 | -0.24882
WYMONDLEY MAIN | 400 | 51.9291 | -0.24882
WYLFA | 400 | 53.3087 | -4.6285
WOODHILL | 132 | 57.1554 | -2.139
WISHAW-2 | 132 | 55.7643 | -3.9286
WISHAW-1 | 275 | 55.7643 | -3.9286
WISHAW | 400 | 55.7643 | -3.9286
WINDYHILL-2 | 132 | 55.9325 | -4.3667
WINDYHILL-1 | 275 | 55.9325 | -4.3667
WINCOBANK | 275 | 53.4158 | -1.4141
WIMBLEDON-1 | 275 | 51.4304 | -0.18752
WIMBLEDON | 400 | 51.4304 | -0.18752
WILTON | 275 | 54.5779 | -1.1023
WILLOWDALE | 132 | 57.1522 | -2.0964
WILLINGTON EAST33 | 33 | 52.8563 | -1.5486
WILLINGTON EAST-1 | 275 | 52.8563 | -1.5486
WILLINGTON EAST | 400 | 52.8563 | -1.5486
WILLESDEN33 | 33 | 51.5338 | -0.25683
WILLESDEN-1 | 275 | 51.5338 | -0.25683
WILLESDEN | 400 | 51.5338 | -0.25683
WILLENHALL | 275 | 52.583 | -2.0636
WHITSON-1 | 275 | 51.5652 | -2.9088
WHITSON | 400 | 51.5652 | -2.9088
WHITFGATE | 275 | 53.5408 | -2.1109
WHITELEE33 | 33 | 55.7126 | -4.3415
WHITELEE EXT33 | 33 | 55.7126 | -4.3415
WHITELEE EXT | 275 | 55.7126 | -4.3415
WHITELEE | 275 | 55.7126 | -4.3415
WHITEHOUSE-2 | 132 | 55.9537 | -3.125
WHITEHOUSE-1 | 275 | 55.9537 | -3.125
WHITE BRIDGE | 132 | 57.2025 | -4.5072
WHISTLEFIELD BOUNDARY | 132 | 56.0896 | -4.841
WHISTLEFIELD | 132 | 56.0896 | -4.841
WESTFIELD-2 | 132 | 56.164 | -3.3014
WESTFIELD BOUNDARY | 275 | 56.164 | -3.3014
WESTFIELD | 275 | 56.164 | -3.3014
WESTERMOST ROUGH OFFSHORE33 | 33 | 53.7465 | -0.23142
WESTERMOST ROUGH OFFSHORE | 275 | 53.7465 | -0.23142
WESTERDOD | 132 | 55.9078 | -2.4863
WEST WEYBRIDGE-1 | 275 | 51.3525 | -0.48014
WEST WEYBRIDGE | 400 | 51.3525 | -0.48014
WEST THURROCK-1 | 275 | 51.471 | 0.28725
WEST OF DUDDON SANDS ONSHORE | 400 | 54.103 | -3.2298
WEST OF DUDDON SANDS OFFSHORE33 | 33 | 54.103 | -3.2298
WEST OF DUDDON SANDS OFFSHORE | 400 | 54.103 | -3.2298
WEST MELTON | 275 | 53.5019 | -1.3787
WEST HAM | 400 | 51.5201 | 0.001453
WEST BURTON33 | 33 | 53.3607 | -0.80999
WEST BURTON | 400 | 53.3607 | -0.80999
WEST BOLDON | 275 | 54.9397 | -1.4709
WATFORD SOUTH | 275 | 51.643 | -0.40431
WASHWAY FARM33 | 33 | 53.4145 | -2.3615
WASHWAY FARM | 275 | 53.4145 | -2.3615
WARLEY | 275 | 51.5526 | 0.29967
WALTHAM CROSS-1 | 275 | 51.7143 | -0.012153
WALTHAM CROSS | 400 | 51.7143 | -0.012153
WALPOLE33 | 33 | 52.7265 | 0.19886
WALPOLE-2 | 220 | 52.7265 | 0.19886
WALPOLE | 400 | 52.7265 | 0.19886
WALNEY EXTENSION-2 | 220 | 54.1026 | -3.2282
WALNEY EXTENSION | 400 | 54.1026 | -3.2282
WALNEY 4 OFFSHORE33 | 33 | 54.1026 | -3.2282
WALNEY 4 OFFSHORE | 220 | 54.1026 | -3.2282
WALNEY 3 OFFSHORE33 | 33 | 54.1026 | -3.2282
WALNEY 3 OFFSHORE | 220 | 54.1026 | -3.2282
WALHAM33 | 33 | 51.8791 | -2.254
WALHAM | 400 | 51.8791 | -2.254
VIKING LINK | 400 | 55.5231 | 8.7089
USKMOUTH33 | 33 | 51.5484 | -2.9698
USKMOUTH | 275 | 51.5484 | -2.9698
UPPER BOAT33 | 33 | 51.574 | -3.3005
UPPER BOAT-2 | 132 | 51.574 | -3.3005
UPPER BOAT | 275 | 51.574 | -3.3005
TYNEMOUTH2 | 275 | 55.0232 | -1.5004
TYNEMOUTH1 | 275 | 55.0232 | -1.5004
TWINEHAM ONSHORE | 400 | 50.9749 | -0.22775
TUMMEL-2 | 132 | 56.707 | -4.0286
TUMMEL BRIDGE | 132 | 56.707 | -4.0286
TUMMEL | 275 | 56.7065 | -4.0218
TRITON KNOLL ONSHORE33 | 33 | 52.7261 | 0.20127
TRITON KNOLL ONSHORE-2 | 220 | 52.7261 | 0.20127
TRITON KNOLL ONSHORE | 400 | 52.7261 | 0.20127
TREMORFA | 275 | 51.4818 | -3.1302
TRAWSFYNYDD33 | 33 | 52.9271 | -3.9469
TRAWSFYNYDD-1 | 275 | 52.9271 | -3.9469
TRAWSFYNYDD | 400 | 52.9271 | -3.9469
TOTTENHAM | 275 | 51.5848 | -0.11374
TORNESS33 | 33 | 55.9688 | -2.4071
TORNESS-2 | 132 | 55.9688 | -2.4071
TORNESS | 400 | 55.9688 | -2.4071
TONGLAND | 132 | 54.8607 | -4.0351
TOMATIN-2 | 132 | 57.3013 | -4.0669
TOMATIN | 275 | 57.3013 | -4.0669
TOD POINT | 275 | 54.6065 | -1.1169
TINSLEY PARK | 275 | 53.4009 | -1.3951
TILBURY33 | 33 | 51.4602 | 0.39001
TILBURY-1 | 275 | 51.4602 | 0.39001
TILBURY | 400 | 51.4602 | 0.39001
THURSO SOUTH-2 | 132 | 58.5646 | -3.508
THURSO SOUTH | 275 | 58.5646 | -3.508
THURCROFT | 275 | 53.4048 | -1.2686
THORPE MARSH-1 | 275 | 53.5757 | -1.0892
THORPE MARSH | 400 | 53.5757 | -1.0892
THORNTON | 400 | 53.9005 | -0.823
TEMPLEBOROUGH33 | 33 | 53.4223 | -1.3725
TEMPLEBOROUGH | 275 | 53.4223 | -1.3725
TELFORD ROAD | 132 | 55.9621 | -3.243
TEALING-2 | 132 | 56.5335 | -2.9567
TEALING | 275 | 56.5335 | -2.9567
TAYNUILT33 | 33 | 56.4301 | -5.2142
TAYNUILT | 132 | 56.4301 | -5.2142
TAUNTON33 | 33 | 51.017 | -3.1555
TAUNTON | 400 | 51.017 | -3.1555
TARLAND | 132 | 57.152 | -2.7874
SWANSEA NORTH33 | 33 | 51.6897 | -3.9572
SWANSEA NORTH-1 | 275 | 51.6897 | -3.9572
SWANSEA NORTH | 400 | 51.6897 | -3.9572
SUTTON BRIDGE33 | 33 | 52.7562 | 0.19098
SUTTON BRIDGE | 400 | 52.7562 | 0.19098
SUNDON | 400 | 51.9349 | -0.50205
STRONELAIRG WIND FARM33 | 33 | 57.1419 | -4.6434
STRONELAIRG WIND FARM (SSE) | 132 | 57.1419 | -4.6434
STRICHEN | 132 | 57.5861 | -2.0702
STRATHY WIND33 | 33 | 58.5103 | -4.0223
STRATHY WIND | 132 | 58.5103 | -4.0223
STRATHLEVEN | 132 | 55.7523 | -4.0804
STRATHBRORA | 275 | 58.05 | -4.1007
STRATHAVEN33 | 33 | 55.752 | -4.0797
STRATHAVEN-1 | 275 | 55.752 | -4.0797
STRATHAVEN | 400 | 55.752 | -4.0797
STOKE BARDOLPH | 400 | 52.9601 | -1.051
STOCKSBRIDGE-1 | 275 | 53.4877 | -1.6021
STOCKSBRIDGE | 400 | 53.4877 | -1.6021
STIRLING | 132 | 56.1172 | -3.9194
STELLA WEST-1 | 275 | 54.9776 | -1.7425
STELLA WEST BORDER NODE | 400 | 54.9776 | -1.7425
STELLA WEST | 400 | 54.9776 | -1.7425
STAYTHORPE33 | 33 | 53.0778 | -0.86821
STAYTHORPE | 400 | 53.0778 | -0.86821
STANAH33 | 33 | 53.8788 | -2.9883
STANAH-1 | 275 | 53.8788 | -2.9883
STANAH | 400 | 53.8788 | -2.9883
STALYBRIDGE-1 | 275 | 53.4915 | -2.0445
STALYBRIDGE | 400 | 53.4915 | -2.0445
ST.JOHNS WOOD-1 | 275 | 51.5265 | -0.17195
ST.JOHNS WOOD | 400 | 51.5265 | -0.17195
ST FILLANS | 132 | 56.3922 | -4.1169
ST FERGUS MOBIL | 132 | 57.5741 | -1.8372
ST FERGUS GAS | 132 | 57.5741 | -1.8372
ST ANDREWS CROSS | 132 | 56.3456 | -2.8074
SPITTAL33 | 33 | 58.4797 | -3.452
SPITTAL-2 | 132 | 58.4797 | -3.452
SPITTAL | 275 | 58.4797 | -3.452
SPENNYMOOR | 400 | 54.7068 | -1.5569
SPANGO VALLEY | 132 | 55.9294 | -4.8308
SPALDING NORTH33 | 33 | 52.8059 | -0.13334
SPALDING NORTH | 400 | 52.8059 | -0.13334
SOUTH SHIELDS | 275 | 54.9738 | -1.4497
SOUTH MANCHESTER | 275 | 53.421 | -2.2755
SOUTH KYLE | 132 | 55.3298 | -4.3461
SOUTH HUMBER BANK33 | 33 | 53.6015 | -0.1462
SOUTH HUMBER BANK | 400 | 53.6015 | -0.1462
SMEATON-2 | 132 | 55.9985 | -2.6518
SMEATON-1 | 275 | 55.9985 | -2.6518
SMEATON | 400 | 55.9985 | -2.6518
SLOY33 | 33 | 56.2454 | -4.7301
SLOY | 132 | 56.2614 | -4.7635
SLACKBUIE | 132 | 57.4405 | -4.2225
SKELTON GRANGE | 275 | 53.7773 | -1.4963
SIZEWELL33 | 33 | 52.2074 | 1.5877
SIZEWELL | 400 | 52.2074 | 1.5877
SINGLEWELL | 400 | 51.4046 | 0.3935
SIGHTHILL-2 | 132 | 55.9272 | -3.2992
SIGHTHILL | 275 | 55.9272 | -3.2992
SHURTON | 400 | 51.1925 | -3.144
SHRUBHILL-2 | 132 | 55.9653 | -3.1848
SHRUBHILL | 275 | 55.9653 | -3.1848
SHREWSBURY-1 | 275 | 52.7092 | -2.6931
SHIN | 132 | 57.9435 | -4.4131
SHEFFIELD CITY | 275 | 53.375 | -1.4784
SELLINDGE B | 400 | 51.1057 | 0.97349
SELLINDGE A33 | 33 | 51.1057 | 0.97349
SELLINDGE A | 400 | 51.1057 | 0.97349
SEAGREEN ONE 275KV ONSHORE | 275 | 56.5221 | -2.9733
SEABANK33 | 33 | 51.5385 | -2.6691
SEABANK | 400 | 51.5385 | -2.6691
SANDY KNOWE33 | 33 | 55.3797 | -4.0255
SANDY KNOWE | 132 | 55.3797 | -4.0255
SANDFORD33 | 33 | 51.3319 | -2.8521
SANDFORD | 400 | 51.3319 | -2.8521
SALTHOLME | 275 | 54.6053 | -1.2378
SALTEND SOUTH33 | 33 | 53.7471 | -0.23195
SALTEND SOUTH | 275 | 53.7471 | -0.23195
SALTEND NORTH | 275 | 53.7471 | -0.23195
SALTCOATS | 132 | 55.6473 | -4.7961
RYHALL33 | 33 | 52.6881 | -0.45268
RYHALL | 400 | 52.6881 | -0.45268
RYE HOUSE33 | 33 | 51.7591 | 0.011186
RYE HOUSE | 400 | 51.7591 | 0.011186
RUGELEY | 400 | 52.7577 | -1.9185
ROWDOWN2 | 400 | 51.3732 | -0.12837
ROWDOWN1 | 400 | 51.3732 | -0.12837
ROTHIENORMAN | 275 | 57.4102 | -2.5165
ROCKSAVAGE33 | 33 | 53.3149 | -2.7251
ROCKSAVAGE | 400 | 53.3149 | -2.7251
ROCHDALE33 | 33 | 53.622 | -2.2167
ROCHDALE-1 | 275 | 53.622 | -2.2167
ROCHDALE | 400 | 53.622 | -2.2167
RICHBOROUGH33 | 33 | 51.311 | 1.3437
RICHBOROUGH | 400 | 51.311 | 1.3437
RHIGOS33 | 33 | 51.7474 | -3.5478
RHIGOS | 400 | 51.7474 | -3.5478
REDMOSS33 | 33 | 57.1137 | -2.0959
REDMOSS | 132 | 57.1137 | -2.0959
REDHOUSE | 132 | 56.3242 | -2.988
REDBRIDGE | 275 | 51.5705 | 0.051106
RAYLEIGH MAIN | 400 | 51.5939 | 0.56606
RATCLIFFE ON SOAR33 | 33 | 52.8665 | -1.2546
RATCLIFFE ON SOAR-1 | 275 | 52.8665 | -1.2546
RATCLIFFE ON SOAR | 400 | 52.8665 | -1.2546
RASSAU | 400 | 51.8086 | -3.2271
RANNOCH | 132 | 56.6931 | -4.4003
RAMPION OFFSHORE33 | 33 | 50.7849 | 0.057908
RAMPION OFFSHORE | 400 | 50.7849 | 0.057908
RAINHILL | 275 | 53.4685 | -2.7457
RACEBANK ONSHORE | 220 | 53.3259 | 0.26452
RACEBANK OFFSHORE33 | 33 | 53.3259 | 0.26452
RACEBANK OFFSHORE | 220 | 53.3259 | 0.26452
QUOICH33 | 33 | 57.0628 | -5.1232
QUOICH | 132 | 57.0628 | -5.1232
PYLE | 275 | 51.5289 | -3.6942
PUDDING MILL | 400 | 51.4779 | -0.12235
PORTOBELLO-2 | 132 | 55.9495 | -3.1121
PORTOBELLO | 275 | 55.9495 | -3.1121
PORT ANN | 132 | 56.0282 | -5.3568
POPPLETON | 275 | 53.9749 | -1.1317
PITSMOOR | 275 | 53.401 | -1.4436
PETERHEAD33 | 33 | 57.4773 | -1.8032
PETERHEAD-2 | 132 | 57.4773 | -1.8032
PETERHEAD GRANGE | 132 | 57.4773 | -1.8032
PETERHEAD | 275 | 57.4773 | -1.8032
PERSLEY-2 | 132 | 57.1781 | -2.1553
PERSLEY | 275 | 57.1781 | -2.1553
PENWORTHAM33 | 33 | 53.7436 | -2.7563
PENWORTHAM-1 | 275 | 53.7436 | -2.7563
PENWORTHAM | 400 | 53.7436 | -2.7563
PENTIR33 | 33 | 53.1878 | -4.1577
PENTIR | 400 | 53.1878 | -4.1577
PENIN-1 | 275 | 52.5562 | -2.2095
PENIN | 400 | 52.5562 | -2.2095
PEMBROKE33 | 33 | 51.6813 | -4.991
PEMBROKE | 400 | 51.6813 | -4.991
PELHAM | 400 | 51.9359 | 0.11872
PARTICK | 132 | 55.8694 | -4.3159
PAISLEY | 132 | 55.8457 | -4.4239
PADIHAM33 | 33 | 53.7944 | -2.3239
PADIHAM | 400 | 53.7944 | -2.3239
OSBALDWICK | 400 | 53.9572 | -1.0233
ORRIN33 | 33 | 57.5153 | -4.6675
ORRIN | 132 | 57.5153 | -4.6675
OLDBURY33 | 33 | 52.4985 | -2.0223
OLDBURY-1 | 275 | 52.4985 | -2.0223
OLDBURY | 400 | 52.4985 | -2.0223
OFFERTON | 275 | 54.8807 | -1.4579
OCKER HILL | 275 | 52.5333 | -2.0566
NUSRLING33 | 33 | 50.9409 | -1.4878
NUSRLING-1 | 275 | 50.9409 | -1.4878
NSL SUB | 400 | 59.5286 | 6.6539
NORWICH MAIN33 | 33 | 52.5739 | 1.2716
NORWICH MAIN | 400 | 52.5739 | 1.2716
NORTON-1 | 275 | 54.5925 | -1.3641
NORTON LEES | 275 | 54.5925 | -1.3641
NORTON | 400 | 54.5925 | -1.3641
NORTHFLEET EAST | 400 | 51.4286 | 0.33003
NINFIELD | 400 | 50.8819 | 0.44736
NEWTON STEWART33 | 33 | 54.9607 | -4.4869
NEWTON STEWART | 132 | 54.9607 | -4.4869
NEWARTHILL | 275 | 55.8245 | -3.946
NEW DEER33 | 33 | 57.4907 | -2.2849
NEW DEER | 275 | 57.4907 | -2.2849
NEW CUMNOCK33 | 33 | 55.3451 | -4.335
NEW CUMNOCK-2 | 132 | 55.3451 | -4.335
NEW CUMNOCK | 275 | 55.3451 | -4.335
NEW CROSS | 275 | 51.4829 | -0.059917
NEMO SUB | 400 | 51.2665 | 3.2053
NEILSTON-2 | 132 | 55.8094 | -4.4785
NEILSTON-1 | 275 | 55.8094 | -4.4785
NEILSTON | 400 | 55.8094 | -4.4785
NEEPSEND | 275 | 53.4068 | -1.4885
NECTON33 | 33 | 52.6613 | 0.79352
NECTON | 400 | 52.6613 | 0.79352
NECHELLS | 275 | 52.5124 | -1.8281
MYBSTER33 | 33 | 58.4475 | -3.4238
MYBSTER | 132 | 58.4475 | -3.4238
MOYLW SUB | 275 | 54.8438 | -5.771
MOULTAIVE | 132 | 57.9435 | -4.4131
MOSSOMORRAN | 275 | 56.097 | -3.2936
MOSSMORRAN-2 | 132 | 56.097 | -3.2936
MOSSMORRAN SHELL | 132 | 56.097 | -3.2936
MOSSFORD33 | 33 | 57.6286 | -4.7974
MOSSFORD | 132 | 57.6286 | -4.7974
MORAY EAST ONSHORE SUBSTATION | 275 | 57.6928 | -2.0035
MONK FRYSTON-1 | 275 | 53.7566 | -1.2668
MONK FRYSTON | 400 | 53.7566 | -1.2668
MOFFAT33 | 33 | 55.3011 | -3.4283
MOFFAT-2 | 132 | 55.3011 | -3.4283
MOFFAT | 400 | 55.3011 | -3.4283
MINETY | 400 | 51.6079 | -2.0022
MILTON OF CRAIGIE | 132 | 56.4752 | -2.9246
MILLENNIUM SOUTH WINDFARM | 132 | 57.1238 | -4.8492
MILLENIUM WIND33 | 33 | 57.1606 | -4.8889
MILLENIUM WIND | 132 | 57.1606 | -4.8889
MILLBROOK | 400 | 50.9183 | -1.4658
MILL HILL | 275 | 51.6182 | -0.20906
MIDDLETON | 400 | 53.5558 | -2.1957
MIDDLEMUIR33 | 33 | 55.5194 | -3.8089
MIDDLEMUIR | 132 | 55.5194 | -3.8089
MELKSHAM-1 | 275 | 51.3927 | -2.1508
MELKSHAM | 400 | 51.3927 | -2.1508
MELGARVE SUBSTATION-2 | 132 | 57.0277 | -4.4711
MELGARVE SUBSTATION | 275 | 57.0277 | -4.4711
MELGARVE | 400 | 57.0277 | -4.4711
MEDWAY | 400 | 51.4422 | 0.40759
MEDBURN TEE | 400 | 55.029 | -1.7962
MEADOWHEAD33 | 33 | 55.6661 | -4.3661
MEADOWHEAD | 132 | 55.6661 | -4.3661
MAYBOLE33 | 33 | 55.3523 | -4.6952
MAYBOLE TEE | 132 | 55.3523 | -4.6952
MAYBOLE | 132 | 55.3523 | -4.6952
MARSHAL MEADOWS | 132 | 55.8045 | -2.0337
MARKET HARBOROUGH | 400 | 52.4724 | -0.89273
MARK HILL33-1 | 33 | 55.1379 | -4.7657
MARK HILL33 | 33 | 55.1379 | -4.7657
MARK HILL-2 | 132 | 55.1379 | -4.7657
MARK HILL | 275 | 55.1379 | -4.7657
MARGAM | 275 | 51.5637 | -3.7576
MARCHWOOD33 | 33 | 50.8975 | -1.4433
MARCHWOOD | 400 | 50.8975 | -1.4433
MANNINGTON33 | 33 | 50.8472 | -1.896
MANNINGTON | 400 | 50.8472 | -1.896
MACDUFF | 132 | 57.6722 | -2.4924
MACCLESFIELD-1 | 275 | 53.2682 | -2.1189
MACCLESFIELD | 400 | 53.2682 | -2.1189
LYNDHURST | 132 | 56.4794 | -3.0172
LUNAHEAD | 132 | 56.6544 | -2.8658
LUICHART33 | 33 | 57.5755 | -4.6892
LUICHART | 132 | 57.5755 | -4.6892
LOVEDEAN33 | 33 | 50.9176 | -1.0406
LOVEDEAN | 400 | 50.9176 | -1.0406
LONGANNET | 275 | 56.0501 | -3.6849
LONDON ARRAY ONSHORE | 400 | 51.3278 | 1.4154
LONDON ARRAY OFFSHORE WIND P2 | 400 | 51.3278 | 1.4154
LONDON ARRAY OFFSHORE WIND P133 | 33 | 51.3278 | 1.4154
LONDON ARRAY OFFSHORE WIND P1 | 400 | 51.3278 | 1.4154
LOCHAY33 | 33 | 56.4846 | -4.3638
LOCHAY | 132 | 56.4846 | -4.3638
LOCH NANT33 | 33 | 57.0834 | -4.8333
LOCH NANT | 132 | 57.0834 | -4.8333
LOCH LUNDIE | 132 | 57.9494 | -4.2755
LOCH BUIDHE-2 | 132 | 57.9494 | -4.2755
LOCH BUIDHE | 275 | 57.9494 | -4.2755
LIVINGSTON33 | 33 | 55.8893 | -3.5288
LIVINGSTON | 132 | 55.8893 | -3.5288
LITTLEBROOK-1 | 275 | 51.4633 | 0.23832
LITTLEBROOK | 400 | 51.4633 | 0.23832
LISTER DRIVE33 | 33 | 53.4196 | -2.9317
LISTER DRIVE | 275 | 53.4196 | -2.9317
LINNMILL | 132 | 56.1173 | -3.7286
LINCS ONSHORE | 400 | 53.326 | 0.26462
LINCS OFFSHORE33 | 33 | 53.326 | 0.26462
LINCS OFFSHORE | 400 | 53.326 | 0.26462
LEVEN | 132 | 56.1969 | -3.0075
LEISTON-2 | 132 | 52.2086 | 1.6107
LEISTON | 400 | 52.2086 | 1.6107
LEGACY33 | 33 | 53.0286 | -3.0537
LEGACY | 400 | 53.0286 | -3.0537
LANGAGE33 | 33 | 50.3881 | -4.0119
LANGAGE | 400 | 50.3881 | -4.0119
LANDULPH2-33 | 33 | 50.4451 | -4.2422
LANDULPH2 | 400 | 50.4451 | -4.2422
LANDULPH1-33 | 33 | 50.4451 | -4.2422
LANDULPH1 | 400 | 50.4451 | -4.2422
LAMBHILL | 275 | 55.8964 | -4.2693
LALEHAM | 275 | 51.4238 | -0.47057
LAGGAN | 132 | 57.0199 | -4.2881
LACKENBY33 | 33 | 54.5669 | -1.1322
LACKENBY-1 | 275 | 54.5669 | -1.1322
LACKENBY | 400 | 54.5669 | -1.1322
KYPE MUIR33 | 33 | 55.5194 | -3.8087
KYPE MUIR | 132 | 55.5194 | -3.8087
KNOCKNAGAEL-2 | 132 | 57.4879 | -4.2202
KNOCKNAGAEL | 275 | 57.4879 | -4.2202
KNARESBORUGH | 275 | 54.0312 | -1.4882
KITWELL | 275 | 52.4312 | -2.0134
KIRKSTALL | 275 | 53.8055 | -1.596
KIRKBY | 275 | 53.4696 | -2.8478
KINTORE33 | 33 | 57.2193 | -2.3802
KINTORE-2 | 132 | 57.2193 | -2.3802
KINTORE | 275 | 57.2193 | -2.3802
KINLOCHLEVEN | 132 | 56.7146 | -4.9543
KINGSNORTH33 | 33 | 51.4186 | 0.59864
KINGSNORTH | 400 | 51.4186 | 0.59864
KINCARDINE BOUNDARY | 275 | 56.0748 | -3.731
KINCARDINE | 275 | 56.0748 | -3.731
KILWINNING | 132 | 55.6651 | -4.6804
KILMORACK33 | 33 | 57.4634 | -4.5123
KILMORACK | 132 | 57.4634 | -4.5123
KILMARNOCK TOWN-2 | 132 | 55.5764 | -4.4639
KILMARNOCK TOWN | 275 | 55.5764 | -4.4639
KILMARNOCK SOUTH-2 | 132 | 55.5764 | -4.4639
KILMARNOCK SOUTH-1 | 275 | 55.5764 | -4.4639
KILMARNOCK SOUTH | 400 | 55.5764 | -4.4639
KILLINGHOLME33 | 33 | 53.6546 | -0.25661
KILLINGHOLME | 400 | 53.6546 | -0.25661
KILLIN CASCADE GROUP33 | 33 | 56.4772 | -4.3295
KILLIN CASCADE GROUP | 132 | 56.4772 | -4.3295
KILLIN | 132 | 56.4772 | -4.3295
KILLERMONT | 132 | 55.9177 | -4.319
KILGALLIOCH33 | 33 | 55.0492 | -4.7634
KILGALLIOCH | 275 | 55.0492 | -4.7634
KILBOWIE | 132 | 55.9297 | -4.3775
KENSAL GREEN | 400 | 51.5331 | -0.22708
KENDOON | 132 | 55.1638 | -4.191
KEMSLEY33 | 33 | 51.3684 | 0.74116
KEMSLEY | 400 | 51.3684 | 0.74116
KEITH33 | 33 | 57.5402 | -2.9386
KEITH-2 | 132 | 57.5402 | -2.9386
KEITH | 275 | 57.5402 | -2.9386
KEARSLEY33 | 33 | 53.5367 | -2.3873
KEARSLEY-1 | 275 | 53.5367 | -2.3873
KEARSLEY | 400 | 53.5367 | -2.3873
KEADBY33 | 33 | 53.5982 | -0.7563
KEADBY | 400 | 53.5982 | -0.7563
KAIMES | 275 | 55.8993 | -3.1632
JUNCTION B | 132 | 55.0339 | -3.0514
JUNCTION A | 132 | 55.6473 | -4.7961
JORDANTHORPE | 275 | 53.3294 | -1.4579
JOHNSTONE | 132 | 55.8407 | -4.4639
IVER-1 | 275 | 51.5436 | -0.49798
IVER | 400 | 51.5436 | -0.49798
IRONBRIDGE | 400 | 52.637 | -2.1153
IRON ACTON33 | 33 | 51.5696 | -2.4804
IRON ACTON | 275 | 51.5696 | -2.4804
INVERNESS33 | 33 | 57.4539 | -4.2469
INVERNESS | 132 | 57.4539 | -4.2469
INVERKEITHING | 132 | 56.0291 | -3.3967
INVERARNAN-2 | 132 | 56.3255 | -4.7243
INVERARNAN BORDER NODE | 275 | 56.3255 | -4.7243
INVERARNAN | 275 | 56.3255 | -4.7243
INVERARAY | 132 | 56.2618 | -5.0417
INNERWICK33 | 33 | 55.9561 | -2.4405
INNERWICK | 132 | 55.9561 | -2.4405
INDIAN QUEENS33 | 33 | 50.3955 | -4.8992
INDIAN QUEENS | 400 | 50.3955 | -4.8992
IMPERIAL PARK | 400 | 51.548 | -3.0309
IFA2 SUB | 400 | 49.2848 | -0.19263
IFA SUB | 400 | 50.9026 | 1.7829
HUTTON33 | 33 | 54.2975 | -2.6715
HUTTON | 400 | 54.2975 | -2.6715
HURST | 275 | 51.433 | 0.15448
HUNTERSTON-2 | 132 | 55.7201 | -4.8869
HUNTERSTON NORTH-0.5 | 220 | 55.7201 | -4.8869
HUNTERSTON NORTH | 400 | 55.7201 | -4.8869
HUNTERSTON FARM | 132 | 55.7201 | -4.8869
HUNTERSTON EAST | 400 | 55.7201 | -4.8869
HUNTERSTON CS | 400 | 55.7201 | -4.8869
HUNTERSTON | 400 | 55.7201 | -4.8869
HUMBER REFINERY33 | 33 | 53.6326 | -0.24705
HUMBER REFINERY | 400 | 53.6326 | -0.24705
HUMBER GATEWAY ONSHORE | 275 | 53.5794 | -0.058093
HUMBER GATEWAY OFFSHORE33 | 33 | 53.5794 | -0.058093
HUMBER GATEWAY OFFSHORE | 275 | 53.5794 | -0.058093
HORNSEA TWO ONSHORE-2 | 220 | 53.6572 | -0.26047
HORNSEA TWO ONSHORE | 400 | 53.6572 | -0.26047
HORNSEA REACTOR PLATFORM | 220 | 53.6572 | -0.26047
HORNSEA ONE ONSHORE-2 | 220 | 53.6572 | -0.26047
HORNSEA ONE ONSHORE | 400 | 53.6572 | -0.26047
HORNSEA OFFSHORE33 | 33 | 53.6572 | -0.26047
HORNSEA OFFSHORE | 220 | 53.6572 | -0.26047
HINKLEY POINT33 | 33 | 51.2073 | -3.1275
HINKLEY POINT-1 | 275 | 51.2073 | -3.1275
HINKLEY POINT | 400 | 51.2073 | -3.1275
HIGHBURY | 400 | 51.5617 | -0.11353
HIGH MARNHAM33 | 33 | 53.2283 | -0.79399
HIGH MARNHAM-1 | 275 | 53.2283 | -0.79399
HIGH MARNHAM | 400 | 53.2283 | -0.79399
HEYSHAM33 | 33 | 54.0298 | -2.9124
HEYSHAM | 400 | 54.0298 | -2.9124
HELENSBURGH | 132 | 56.0029 | -4.7347
HEDON | 275 | 53.7472 | -0.23179
HAWTHORN PIT-1 | 275 | 54.8062 | -1.3979
HAWICK | 132 | 55.4304 | -2.7754
HARTMOOR | 275 | 54.7009 | -1.2918
HARTLEPOOL33 | 33 | 54.6357 | -1.1805
HARTLEPOOL | 275 | 54.6357 | -1.1805
HARKER33 | 33 | 54.9419 | -2.963
HARKER-2 | 132 | 54.9419 | -2.963
HARKER-1 | 275 | 54.9419 | -2.963
HARKER BORDER NODE | 132 | 54.9419 | -2.963
HARKER BODER NODE | 400 | 54.9419 | -2.963
HARKER | 400 | 54.9419 | -2.963
HARESTANES33 | 33 | 58.4472 | -3.4238
HARESTANES | 132 | 55.5269 | -3.7957
HAMS HALL-1 | 275 | 52.531 | -1.7147
HAMS HALL | 400 | 52.531 | -1.7147
HAGGS ROAD | 132 | 55.8306 | -4.2958
HADYARD HILL | 132 | 55.2504 | -4.7069
HACKNEY-1 | 275 | 51.5595 | -0.043575
HACKNEY | 400 | 51.5595 | -0.043575
GRUDIE BRIDGE | 132 | 57.6193 | -4.8318
GRIMSBY WEST | 400 | 53.5663 | -0.15105
GRIFFIN WINDFARM33 | 33 | 56.5462 | -3.7769
GRIFFIN WINDFARM (SSE) | 132 | 56.5462 | -3.7769
GREYSTONES33 | 33 | 54.5756 | -1.1318
GREYSTONES | 275 | 54.5756 | -1.1318
GRETNA-2 | 132 | 55.0318 | -3.0507
GRETNA | 400 | 55.0318 | -3.0507
GRENDON | 400 | 52.2426 | -0.7289
GREATER GABBARD ONSHORE | 132 | 51.8658 | 1.2884
GREATER GABBARD OFFSHORE33 | 33 | 51.8658 | 1.2884
GREATER GABBARD OFFSHORE | 132 | 51.8658 | 1.2884
GRANGEMOUTH33 | 33 | 56.011 | -3.6941
GRANGEMOUTH | 275 | 56.011 | -3.6941
GRAIN33 | 33 | 51.4462 | 0.71627
GRAIN | 400 | 51.4462 | 0.71627
GOVAN | 132 | 55.8583 | -4.311
GORGIE | 132 | 55.9409 | -3.2311
GORDONBUSH33 | 33 | 58.108 | -3.9192
GORDONBUSH | 275 | 58.108 | -3.9192
GLENROTHES33 | 33 | 56.1866 | -3.1494
GLENROTHES BOUNDARY | 275 | 56.2011 | -3.16
GLENROTHES | 275 | 56.1866 | -3.1494
GLENNISTON | 132 | 56.1145 | -3.2648
GLENLUCE33 | 33 | 54.875 | -4.7852
GLENLUCE | 132 | 54.875 | -4.7852
GLENLEE | 132 | 55.0993 | -4.1855
GLENGLASS33 | 33 | 57.4159 | -3.316
GLENGLASS | 132 | 55.4075 | -4.0499
GLENFARC_AS | 132 | 57.4159 | -3.3159
GLENAGNES | 132 | 56.4619 | -2.9965
GLEN KYLLACHY WINDFARM-ONSHORE33 | 33 | 57.3322 | -4.1413
GLEN KYLLACHY WINDFARM-ONSHORE | 132 | 57.3322 | -4.1413
GIFFNOCK-2 | 132 | 55.7994 | -4.3034
GIFFNOCK | 275 | 55.7994 | -4.3034
GARELOCH ABOUNDARY | 132 | 56.0896 | -4.8408
GARELOCH | 132 | 56.0896 | -4.8408
GALLOPER ONSHORE | 132 | 51.9469 | 1.2607
GALLOPER NORTH OFFSHORE33 | 33 | 51.9469 | 1.2607
GALLOPER NORTH OFFSHORE | 132 | 51.9469 | 1.2607
GALAWHISTLE33 | 33 | 55.5344 | -3.9231
GALAWHISTLE | 132 | 55.5344 | -3.9231
GALASHIELS | 132 | 55.5627 | -3.9461
FYRISH-2 | 132 | 57.6989 | -4.2997
FYRISH | 275 | 57.6989 | -4.2997
FRODSHAM-1 | 275 | 53.3093 | -2.7157
FRODSHAM | 400 | 53.3093 | -2.7157
FRASERBURGH | 132 | 57.6834 | -2.0025
FOYERS33 | 33 | 57.2625 | -4.4831
FOYERS | 275 | 57.2625 | -4.4831
FOURSTONES | 275 | 55.0118 | -2.1639
FORT WILLIAM | 132 | 56.8208 | -5.0785
FORT AUGUSTUS33 | 33 | 57.1367 | -4.7187
FORT AUGUSTUS-2 | 132 | 57.1367 | -4.7187
FORT AUGUSTUS-1 | 275 | 57.1367 | -4.7187
FORT AUGUSTUS | 400 | 57.1367 | -4.7187
FOGGIETON | 132 | 57.1238 | -2.1909
FLINTSHIRE BRIDGE | 400 | 53.2308 | -3.0328
FLEET33 | 33 | 51.2511 | -0.88197
FLEET | 400 | 51.2511 | -0.88197
FIRTH OF FORCE ONSHORE | 275 | 56.2796 | -2.5965
FINNIESTON | 132 | 55.8695 | -4.3159
FINLARIG33 | 33 | 56.4815 | -4.2982
FINLARIG | 132 | 56.4815 | -4.2982
FIDDLERS FERRY | 275 | 53.3729 | -2.6876
FIDDES33 | 33 | 56.9243 | -2.3021
FIDDES | 132 | 56.9243 | -2.3021
FFESTINIOG33 | 33 | 52.9808 | -3.969
FFESTINIOG | 275 | 52.9808 | -3.969
FETTERESSON-2 | 132 | 56.9646 | -2.348
FETTERESSO | 275 | 56.9646 | -2.348
FERRYBRIDGE-1 | 275 | 53.722 | -1.278
FERNOCH | 132 | 56.3465 | -5.2394
FENWICK TEE | 400 | 53.6406 | -1.1053
FECKENHAM33 | 33 | 52.2518 | -1.9738
FECKENHAM-1 | 275 | 52.2518 | -1.9738
FECKENHAM | 400 | 52.2518 | -1.9738
FAWLEY33 | 33 | 50.8287 | -1.3632
FAWLEY | 400 | 50.8287 | -1.3632
FASNAKYLE33 | 33 | 57.3262 | -4.7942
FASNAKYLE | 275 | 57.3262 | -4.7942
FARR WIND FARM | 132 | 57.336 | -4.1604
FARIGAIG-2 | 132 | 57.3173 | -4.3746
FARIGAIG | 275 | 57.3173 | -4.3746
FALLAGO33 | 33 | 55.8252 | -2.6657
FALLAGO | 400 | 55.8252 | -2.6657
EXETER33 | 33 | 50.7675 | -3.4054
EXETER | 400 | 50.7675 | -3.4054
EWE HILL33 | 33 | 55.1422 | -3.1783
EWE HILL | 132 | 55.1422 | -3.1783
EWC SUB | 400 | 53.471 | -6.5667
ESSENSIDE | 132 | 55.9079 | -4.3323
ERSKINE | 132 | 55.904 | -4.4827
ERROCHTY33 | 33 | 56.7072 | -4.0115
ERROCHTY | 132 | 56.7072 | -4.0115
ENDERBY | 400 | 52.5979 | -1.2175
ELVANFOOT-1 | 275 | 55.4372 | -3.6729
ELVANFOOT | 400 | 55.4372 | -3.6729
ELSTREE-1 | 275 | 51.6611 | -0.34373
ELSTREE | 400 | 51.6611 | -0.34373
ELLAND | 275 | 53.6952 | -1.8216
ELECLINK SUB | 400 | 50.9202 | 1.7811
ELDERSLIE | 132 | 55.8406 | -4.4642
EGGBOROUGH | 400 | 53.7149 | -1.1364
ECCLES-2 | 132 | 55.6697 | -2.3301
ECCLES | 400 | 55.6697 | -2.3301
ECCLEFECHAN | 132 | 55.0576 | -3.2656
EATON SOCON33 | 33 | 52.2152 | -0.30161
EATON SOCON | 400 | 52.2152 | -0.30161
EASTERHOUSE | 275 | 55.8791 | -4.0735
EAST KILBRIDE-2 | 132 | 55.7412 | -4.1634
EAST KILBRIDE-1 | 275 | 55.7412 | -4.1634
EAST KILBRIDE SOUTH | 275 | 55.7412 | -4.1634
EAST CLAYDON | 400 | 51.9266 | -0.90761
EAST ANGLIA ONE OFFSHORE33 | 33 | 51.9452 | 1.263
EAST ANGLIA ONE OFFSHORE | 220 | 51.9452 | 1.263
EARLSTOUN | 132 | 55.1123 | -4.1743
EALING | 275 | 51.5015 | -0.29569
DYCE | 132 | 57.2159 | -2.1902
DUNOON | 132 | 55.9418 | -4.9441
DUNMORE CABLE COMPOUND | 132 | 56.0835 | -3.7801
DUNMAGLASS33 | 33 | 57.2768 | -4.2633
DUNMAGLASS | 132 | 57.2768 | -4.2633
DUNLAW EXTENSION33 | 33 | 55.4053 | -3.7128
DUNLAW EXTENSION | 132 | 55.4053 | -3.7128
DUNGENESS33 | 33 | 50.9123 | 0.96295
DUNGENESS-1 | 275 | 50.9123 | 0.96295
DUNGENESS | 400 | 50.9123 | 0.96295
DUNFERMLINE | 132 | 56.0753 | -3.441
DUNBEATH | 132 | 58.2499 | -3.4359
DUNBAR | 132 | 55.9773 | -2.5735
DUMFRIES33 | 33 | 55.2329 | -4.2902
DUMFRIES | 132 | 55.2329 | -4.2902
DUDHOPE | 132 | 56.4631 | -2.9787
DRUMCROSS | 132 | 55.91 | -3.6163
DRUMCHAPEL-2 | 132 | 55.9159 | -4.3492
DRUMCHAPEL | 275 | 55.9159 | -4.3492
DRAX33 | 33 | 53.7355 | -0.99286
DRAX | 400 | 53.7355 | -0.99286
DRAKELOW-1 | 275 | 52.7741 | -1.654
DRAKELOW | 400 | 52.7741 | -1.654
DOUNREAY33 | 33 | 58.5812 | -3.7267
DOUNREAY-2 | 132 | 58.5812 | -3.7267
DOUNREAY | 275 | 58.5812 | -3.7267
DOUGLAS NORTH COLLECTOR | 132 | 55.6714 | -3.8265
DORENELL33 | 33 | 57.3603 | -3.0337
DORENELL | 132 | 57.3603 | -3.0337
DINORWIG33 | 33 | 53.1183 | -4.103
DINORWIG | 400 | 53.1183 | -4.103
DIDCOT33 | 33 | 51.6283 | -1.2678
DIDCOT | 400 | 51.6283 | -1.2678
DEWAR PLACE-2 | 132 | 55.9466 | -3.2112
DEWAR PLACE-1 | 275 | 55.9466 | -3.2112
DEVONSIDE | 132 | 56.1372 | -3.7793
DEVOLMOOR-2 | 132 | 55.9162 | -4.7086
DEVOLMOOR | 400 | 55.9162 | -4.7086
DERSALLOCH33 | 33 | 55.3195 | -4.4697
DERSALLOCH | 132 | 55.3195 | -4.4697
DENNY-2 | 132 | 56.0395 | -3.8895
DENNY-1 | 275 | 56.0395 | -3.8895
DENNY | 400 | 56.0395 | -3.8895
DEANIE33 | 33 | 51.4423 | 0.40766
DEANIE | 132 | 57.4121 | -4.9197
DAMHEAD CREEK | 400 | 51.4245 | 0.60141
DALMARNOK | 275 | 55.8417 | -4.2147
DALMARNOCK-2 | 132 | 55.8417 | -4.2147
DALMALLY33 | 33 | 56.4201 | -5.0133
DALMALLY | 275 | 56.4201 | -5.0133
DALLAS-2 | 132 | 57.5568 | -3.4207
DALCHORK | 132 | 58.0518 | -4.4038
DAINES-1 | 275 | 53.4256 | -2.3792
DAINES | 400 | 53.4256 | -2.3792
CURRIE-2 | 132 | 55.9028 | -3.309
CURRIE | 275 | 55.9028 | -3.309
CUPAR | 132 | 56.3181 | -3.0079
CUMBERNAULD | 132 | 55.9439 | -4.0578
CUMBERHEAD33 | 33 | 55.5819 | -3.9254
CUMBERHEAD | 132 | 55.5819 | -3.9254
CULLIGRAN33 | 33 | 57.4256 | -4.7027
CULLIGRAN | 132 | 57.4256 | -4.7027
CULHAM JET-1 | 275 | 51.6622 | -1.2347
CRYSTAL RIG33 | 33 | 55.9153 | -2.5397
CRYSTAL RIG-2 | 132 | 55.9153 | -2.5397
CRYSTAL RIG | 400 | 55.9153 | -2.5397
CRUACHAN | 275 | 56.4202 | -5.0131
CROSSAIG33 | 33 | 55.697 | -5.4587
CROSSAIG-2 | 132 | 55.697 | -5.4587
CROSSAIG | 220 | 55.697 | -5.4587
CROOKSTON | 132 | 55.8211 | -4.3647
CREYKE DECK33 | 33 | 53.8011 | -0.4156
CREYKE DECK-1 | 275 | 53.8011 | -0.4156
CREYKE BECK | 400 | 53.8011 | -0.4156
CREAG RIABHACH WINDFARM | 132 | 58.2107 | -4.5035
CRAIGIEBUCKLER | 132 | 57.1363 | -2.1588
COYLTON33 | 33 | 55.447 | -4.4323
COYLTON-2 | 132 | 55.447 | -4.4323
COYLTON TEE | 132 | 55.447 | -4.4323
COYLTON | 275 | 55.447 | -4.4323
COWLEY33 | 33 | 51.7103 | -1.19
COWLEY | 400 | 51.7103 | -1.19
COVENTRY33 | 33 | 52.4553 | -1.4636
COVENTRY | 275 | 52.4553 | -1.4636
COUPAR ANGUS33 | 33 | 56.5382 | -3.2733
COUPAR ANGUS | 132 | 56.5382 | -3.2733
COTTAM33 | 33 | 53.301 | -0.78146
COTTAM | 400 | 53.301 | -0.78146
CORYTON33 | 33 | 51.5127 | 0.50681
CORYTON | 400 | 51.5127 | 0.50681
CORRIEMOILLIE33 | 33 | 57.6345 | -4.7692
CORRIEMOILLIE | 132 | 57.6345 | -4.7692
CORRIEGARTH WIND FARM33 | 33 | 57.1865 | -4.3676
CORRIEGARTH WIND FARM | 132 | 57.1865 | -4.3676
CONNAH'S QUAY33 | 33 | 53.2306 | -3.0783
CONNAH'S QUAY | 400 | 53.2306 | -3.0783
CONNAGILL-2 | 132 | 58.512 | -3.8784
CONNAGILL | 275 | 58.512 | -3.8784
COCKENZIE-1 | 275 | 55.9665 | -2.9661
COCKENZIE | 400 | 55.9665 | -2.9661
COATBRIDGE | 275 | 55.8644 | -4.0052
COALBURN33 | 33 | 55.6156 | -3.8673
COALBURN-2 | 132 | 55.6156 | -3.8673
COALBURN | 400 | 55.6156 | -3.8673
CLYDES MILL | 275 | 55.8254 | -4.1695
CLYDE SOUTH33 | 33 | 55.4651 | -3.6038
CLYDE SOUTH | 275 | 55.4651 | -3.6038
CLYDE NORTH33 | 33 | 55.4651 | -3.6038
CLYDE NORTH | 275 | 55.4651 | -3.6038
CLUNIE33 | 33 | 56.717 | -3.7837
CLUNIE | 132 | 56.717 | -3.7837
CLIFYNYDD-1 | 275 | 51.6361 | -3.2996
CLEVE HILL | 400 | 51.3377 | 0.94165
CLAYHILLS33 | 33 | 51.4047 | 0.39311
CLAYHILLS | 132 | 57.1419 | -2.0984
CLACHAN | 132 | 56.2771 | -4.9222
CITY ROAD33 | 33 | 51.5307 | -0.095307
CITY ROAD | 400 | 51.5307 | -0.095307
CILFYNYDD | 400 | 51.6361 | -3.2996
CHILLING | 400 | 50.8357 | -1.2851
CHICKERELL33 | 33 | 50.6245 | -2.489
CHICKERELL2 | 400 | 50.6245 | -2.489
CHICKERELL1 | 400 | 50.6245 | -2.489
CHESTERFIELD | 275 | 53.2242 | -1.3875
CHESSINGTON | 275 | 51.3435 | -0.32321
CHARLOTTE STREET-2 | 132 | 55.8695 | -4.3159
CHARLOTTE STREET | 275 | 55.8695 | -4.3159
CHARLESTON | 132 | 56.4739 | -3.0448
CHAPELCROSS33 | 33 | 55.0162 | -3.2294
CHAPELCROSS | 132 | 55.0162 | -3.2294
CHAFFORD HUNDRED EAST | 400 | 51.4919 | 0.28653
CELLARHEAD33 | 33 | 53.0414 | -2.083
CELLARHEAD | 400 | 53.0414 | -2.083
CASSLEY | 132 | 58.1876 | -4.7294
CARSFAD | 132 | 55.1433 | -4.1896
CARRINGTON33 | 33 | 53.4345 | -2.4021
CARRINGTON-1 | 275 | 53.4345 | -2.4021
CARRINGTON | 400 | 53.4345 | -2.4021
CARRADALE33 | 33 | 55.5903 | -5.5028
CARRADALE | 132 | 55.5903 | -5.5028
CARNTYNE | 132 | 55.8535 | -4.182
CARDIFF EAST | 275 | 51.4957 | -3.1461
CAPENHURST33 | 33 | 53.2668 | -2.9487
CAPENHURST-1 | 275 | 53.2668 | -2.9487
CANTERBURY NORTH | 400 | 51.2925 | 1.0943
CANTERBURY GIS | 400 | 51.2935 | 1.0962
CAMBRIDGE ARMS | 275 | 51.4728 | -2.6084
CAIRNFORD-2 | 132 | 57.452 | -2.8496
BUSTLEHOLM33 | 33 | 52.553 | -1.9642
BUSTLEHOLM-1 | 275 | 52.553 | -1.9642
BUSTLEHOLM | 400 | 52.553 | -1.9642
BUSHBURY | 275 | 52.637 | -2.1154
BUSBY | 275 | 55.7766 | -4.2708
BURWELL MAIN33 | 33 | 52.2811 | 0.31328
BURWELL MAIN | 400 | 52.2811 | 0.31328
BURSTALL-1 | 220 | 52.0627 | 1.0562
BURSTALL | 400 | 52.0627 | 1.0562
BURGHMUIR | 132 | 56.3967 | -3.488
BURBO BANK EXTENSION ONSHORE-1 | 220 | 53.25 | -3.4738
BURBO BANK EXTENSION ONSHORE | 400 | 53.25 | -3.4738
BURBO BANK EXTENSION OFFSHORE33 | 33 | 53.25 | -3.4738
BURBO BANK EXTENSION OFFSHORE | 220 | 53.25 | -3.4738
BULLS LODGE | 400 | 51.7643 | 0.53208
BROXBURN | 132 | 55.9315 | -3.4857
BRORA33 | 33 | 58.0067 | -3.861
BRORA | 132 | 58.0067 | -3.861
BROADFORD | 132 | 57.5544 | -6.6451
BRITNED SUB | 400 | 51.955 | 4.0223
BRINSWORTH-1 | 275 | 53.4015 | -1.3508
BRINSWORTH | 400 | 53.4015 | -1.3508
BRIDGE WATER33 | 33 | 53.5424 | -2.4539
BRIDGE WATER | 275 | 51.0925 | -3.023
BRIDGE OF DUN33 | 33 | 56.7186 | -2.5513
BRIDGE OF DUN | 132 | 56.7186 | -2.5513
BREDBURY | 275 | 53.4152 | -2.1312
BRECHIN GRID | 132 | 56.7403 | -2.6282
BRAMLEY33 | 33 | 51.3364 | -1.0762
BRAMLEY | 400 | 51.3364 | -1.0762
BRAMFORD33 | 33 | 52.0722 | 1.0617
BRAMFORD | 400 | 52.0722 | 1.0617
BRAINTREE-1 | 275 | 51.8654 | 0.57614
BRAEHEAD PARK | 132 | 55.8809 | -4.3811
BRADFORD WEST-1 | 275 | 53.8106 | -1.8661
BRACO33 | 33 | 56.2619 | -3.9473
BRACO | 275 | 56.2619 | -3.9473
BOTLEY WOOD | 400 | 50.8853 | -1.2327
BONNYBRIDGE-2 | 132 | 56.0075 | -3.8602
BONNYBRIDGE BORDER NODE-1 | 275 | 56.0075 | -3.8602
BONNYBRIDGE BORDER NODE | 400 | 56.0075 | -3.8602
BONNYBRIDGE | 275 | 56.0073 | -3.8615
BOLNEY33 | 33 | 50.9757 | -0.23638
BOLNEY | 400 | 50.9757 | -0.23638
BODELWYDDAN33 | 33 | 53.2499 | -3.4742
BODELWYDDAN | 400 | 53.2499 | -3.4742
BOAT OF GARTEN | 132 | 57.2485 | -3.7589
BLYTH33 | 33 | 55.1415 | -1.534
BLYTH-1 | 275 | 55.1415 | -1.534
BLYTH | 400 | 55.1415 | -1.534
BLACKLAW33 | 33 | 55.7947 | -3.7268
BLACKLAW EXTENSION33 | 33 | 55.7947 | -3.7268
BLACKLAW EXTENSION | 132 | 55.7947 | -3.7268
BLACKLAW | 132 | 55.7947 | -3.7268
BLACKHILLOCK-2 | 132 | 57.523 | -2.9468
BLACKHILLOCK | 400 | 57.523 | -2.9468
BLACKHILL33 | 33 | 55.4518 | -4.2644
BLACKHILL | 132 | 55.4518 | -4.2644
BLACKCRAIG33 | 33 | 55.1288 | -4.0571
BLACKCRAIG | 132 | 55.1288 | -4.0571
BLACK HILLOCK-1 | 275 | 57.5225 | -2.9457
BISHOPS WOOD | 275 | 52.3126 | -2.2426
BIRKENHEAD33 | 33 | 53.3662 | -3.0613
BIRKENHEAD | 275 | 53.3662 | -3.0613
BICKER FEN | 400 | 52.9064 | -0.21287
BHLARAIDH WIND FARM33 | 33 | 57.2174 | -4.6593
BHLARAIDH WIND FARM | 132 | 57.2174 | -4.6593
BERWICK | 132 | 55.7779 | -2.0091
BERRY BURN33 | 33 | 57.5041 | -3.5991
BERRY BURN-2 | 132 | 57.5041 | -3.5991
BERKSWELL | 275 | 52.3863 | -1.6133
BEINNEUN WIND FARM33 | 33 | 57.1167 | -4.9485
BEINNEUN WIND FARM | 132 | 57.1167 | -4.9485
BEDDINGTON-1 | 275 | 51.3731 | -0.1286
BEDDINGTON | 400 | 51.3731 | -0.1286
BEAUTY33 | 33 | 57.47 | -4.4862
BEAUTY-2 | 132 | 57.47 | -4.4862
BEAUTY-1 | 275 | 57.47 | -4.4862
BEAUTY | 400 | 57.47 | -4.4862
BEATRICE SUBSTATION | 400 | 57.5224 | -2.9498
BEATRICE OFFSHORE33 | 33 | 57.5242 | -2.955
BEATRICE OFFSHORE | 220 | 57.5242 | -2.955
BATHGATE | 132 | 55.8996 | -3.6721
BARKING-1 | 275 | 51.5423 | 0.075981
BARKING | 400 | 51.5423 | 0.075981
BAINSFORD | 132 | 56.0152 | -3.7895
BAGLAN BAY | 275 | 51.6246 | -3.8233
AYR-2 | 132 | 55.4575 | -4.5879
AYR | 275 | 55.4575 | -4.5879
AXMINSTER | 400 | 50.786 | -2.9959
AUCHENWYND | 132 | 55.3423 | -4.685
AUCHENCROSS33 | 33 | 55.0698 | -4.9807
AUCHENCROSS | 275 | 55.0698 | -4.9807
ARECLEOCH33 | 33 | 56.2872 | -4.955
ARECLEOCH | 132 | 56.2872 | -4.955
ARDKINGLS WIND33 | 33 | 56.2771 | -4.9223
ARDKINGLS WIND | 132 | 56.2771 | -4.9223
ARBROATH | 132 | 56.5641 | -2.6197
AN SUIDHE33 | 33 | 56.1979 | -5.1452
AN SUIDHE | 132 | 56.1979 | -5.1452
AMULREE | 132 | 56.511 | -3.7863
AMERSAM MAIN-1 | 275 | 51.6652 | -0.65534
ALNESS33 | 33 | 57.7083 | -4.2747
ALNESS | 132 | 57.7083 | -4.2747
ALDWARKE | 275 | 53.4365 | -1.356
AIGAS33 | 33 | 57.4577 | -4.5456
AIGAS | 132 | 57.4577 | -4.5456
ABHAM33 | 33 | 50.4719 | -3.7306
ABHAM-1 | 275 | 50.4719 | -3.7306
ABERTHAW33 | 33 | 51.3853 | -3.4025
ABERTHAW | 275 | 51.3853 | -3.4025
ABERNETHY | 132 | 56.3398 | -3.294
ABERDEEN BAY WINDFARM33 | 33 | 57.2225 | -1.973
ABERDEEN BAY WINDFARM | 132 | 57.2225 | -1.973
A-CHRUACH WINDFARM33 | 33 | 56.1361 | -5.3394
A-CHRUACH WINDFARM | 132 | 56.1361 | -5.3394

## Line
Name | Terminal i | Terminal j | Length | R1 | X1 | Rtd.Volt. | Inom | B1 | C1 | B0 | C0
| Busbar | Busbar | km | Ohm | Ohm | kV | kA | uS | uF | uS | uF
A-CHRUACH WINDFARM-PORT ANN | A-CHRUACH WINDFARM | PORT ANN | 14.23 | 0.2433 | 2.9883 | 132 | 3.54 | 63.7219 | 0.2028 | 42.5904 | 0.1356
ABERDEEN BAY WINDFARM-DYCE | DYCE | ABERDEEN BAY WINDFARM | 7.8 | 0.1334 | 1.638 | 132 | 3.54 | 34.9284 | 0.1112 | 23.3454 | 0.0743
ABERNETHY-AMULREE | ABERNETHY | AMULREE | 28.1 | 0.4805 | 5.901 | 132 | 3.54 | 125.8318 | 0.4005 | 84.1033 | 0.2677
AMULREE-BURGHMUIR | AMULREE | BURGHMUIR | 17.8 | 0.3044 | 3.738 | 132 | 3.54 | 79.7084 | 0.2537 | 53.2754 | 0.1696
AMULREE-GRIFFIN WINDFARM (SSE) | AMULREE | GRIFFIN WINDFARM (SSE) | 6.85 | 0.0586 | 0.7192 | 132 | 7.08 | 61.3486 | 0.1953 | 41.0041 | 0.1305
AN SUIDHE-INVERARAY | AN SUIDHE | INVERARAY | 11.13 | 0.1903 | 2.3373 | 132 | 3.54 | 49.8401 | 0.1586 | 33.3121 | 0.106
ARDKINGS WIND-SLOY | ARDKINGLS WIND | SLOY | 10 | 0.171 | 2.1 | 132 | 3.54 | 44.78 | 0.1425 | 29.93 | 0.0953
AUCHENWYND-MAYBOLE | AUCHENWYND | MAYBOLE | 18 | 0.3078 | 3.78 | 132 | 3.54 | 80.604 | 0.2566 | 53.874 | 0.1715
BATHGATE-DRUMCROSS | BATHGATE | DRUMCROSS | 18.3 | 0.1043 | 1.281 | 132 | 10.62 | 245.8422 | 0.7825 | 164.3157 | 0.523
BEAULY-INVERNESS | BEAULY | INVERNESS | 13.4 | 0.1146 | 1.407 | 132 | 7.08 | 120.0104 | 0.382 | 80.2124 | 0.2553
BEAULY-CULLIGRAN | BEAULY | CULLIGRAN | 14 | 0.2394 | 2.94 | 132 | 3.54 | 62.692 | 0.1996 | 41.902 | 0.1334
BEAULY-KILMORACK | BEAULY | KILMORACK | 1.3 | 0.0222 | 0.273 | 132 | 3.54 | 5.8214 | 0.0185 | 3.8909 | 0.0124
BEAULY-KNOCKNAGAEL | BEAULY | KNOCKNAGAEL-2 | 17.1 | 0.1462 | 1.7955 | 132 | 7.08 | 153.1476 | 0.4875 | 102.3606 | 0.3258
BEINNEUM WIND FARM-CEANACROC | CEANACROC | BEINNEUN WIND FARM | 0.87 | 0.0149 | 0.1827 | 132 | 3.54 | 3.8959 | 0.0124 | 2.6039 | 0.0083
BERWICK-MARSHAL MEADOWS | BERWICK | MARSHAL MEADOWS | 1 | 0.0086 | 0.105 | 132 | 7.08 | 8.956 | 0.0285 | 5.986 | 0.0191
BHLARAIDH WIND FARM-GLENMORISTON | BHLARAIDH WIND FARM | GLENMORISTON | 7.8 | 0.1334 | 1.638 | 132 | 3.54 | 34.9284 | 0.1112 | 23.3454 | 0.0743
BIRKHILL-CHARLESTON | BIRKHILL | CHARLESTON | 3.9 | 0.0333 | 0.4095 | 132 | 7.08 | 34.9284 | 0.1112 | 23.3454 | 0.0743
BIRKHILL-TEALING | BIRKHILL | TEALING-2 | 5.6 | 0.0479 | 0.588 | 132 | 7.08 | 50.1536 | 0.1596 | 33.5216 | 0.1067
BLACK HILLOCK-DORENELL | BLACKHILLOCK | DORENELL | 23.45 | 0.2005 | 2.4622 | 132 | 7.08 | 210.0182 | 0.6685 | 140.3717 | 0.4468
BLACKHILL-GLENGLASS | BLACKHILL | GLENGLASS | 13.035 | 0.1114 | 1.3687 | 132 | 7.08 | 116.7415 | 0.3716 | 78.0275 | 0.2484
BOAT OF GARTEN-TOMATIN | BOAT OF GARTEN | TOMATIN-2 | 19.19 | 0.1641 | 2.015 | 132 | 7.08 | 171.8656 | 0.5471 | 114.8713 | 0.3656
BONNYBRIDGE-BAINSFORD | BONNYBRIDGE-2 | BAINSFORD | 8.09 | 0.0692 | 0.8494 | 132 | 7.08 | 72.454 | 0.2306 | 48.4267 | 0.1541
BONNYBRIDGE-BATHGATE | BONNYBRIDGE-2 | BATHGATE | 9.37 | 0.1602 | 1.9677 | 132 | 3.54 | 41.9589 | 0.1336 | 28.0444 | 0.0893
BONNYBRIDGE-CUMBERNAULD | BONNYBRIDGE-2 | CUMBERNAULD | 19.894 | 0.1701 | 2.0889 | 132 | 7.08 | 178.1707 | 0.5671 | 119.0855 | 0.3791
BONNYBRIDGE-STIRLING | BONNYBRIDGE-2 | STIRLING | 4.34 | 0.0742 | 0.9114 | 132 | 3.54 | 19.4345 | 0.0619 | 12.9896 | 0.0413
BONNYBRIDGE-STIRLING-1 | BONNYBRIDGE-2 | STIRLING | 16.35 | 0.2796 | 3.4335 | 132 | 3.54 | 73.2153 | 0.2331 | 48.9356 | 0.1558
BRAEHEAD PARK-ERSKINE | BRAEHEAD PARK | ERSKINE | 8.57 | 0.0733 | 0.8998 | 132 | 7.08 | 76.7529 | 0.2443 | 51.3 | 0.1633
BRECHIN GRID-BRIDGE OF DUN | BRECHIN GRID | BRIDGE OF DUN | 5.1 | 0.0436 | 0.5355 | 132 | 7.08 | 45.6756 | 0.1454 | 30.5286 | 0.0972
BRECHIN GRID-FIDDES | BRECHIN GRID | FIDDES | 1 | 0.0006 | 0.007 | 132 | 106.2 | 134.34 | 0.4276 | 89.79 | 0.2858
BROADFORD-EDINBANE | BROADFORD | EDINBANE | 44.9 | 0.7678 | 9.429 | 132 | 3.54 | 201.0622 | 0.64 | 134.3857 | 0.4278
BRORA-DUNBEATH | BRORA | DUNBEATH | 38.8 | 0.6635 | 8.148 | 132 | 3.54 | 173.7464 | 0.5531 | 116.1284 | 0.3696
BURGHMUIR-CHARLESTON | BURGHMUIR | CHARLESTON | 42.2 | 0.7216 | 8.862 | 132 | 3.54 | 188.9716 | 0.6015 | 126.3046 | 0.402
CARSFAD-KENDOON | KENDOON | CARSFAD | 15.14 | 0.2589 | 3.1794 | 132 | 3.54 | 67.7969 | 0.2158 | 45.314 | 0.1442
CHAPELCROSS-DUMFRIES | CHAPELCROSS | DUMFRIES | 27.08 | 0.2315 | 2.8434 | 132 | 7.08 | 242.5285 | 0.772 | 162.1009 | 0.516
CHAPELCROSS-ECCLEFECHAN | CHAPELCROSS | ECCLEFECHAN | 27.025 | 0.2311 | 2.8376 | 132 | 7.08 | 242.0359 | 0.7704 | 161.7717 | 0.5149
CHAPELCROSS-GRETNA | CHAPELCROSS | GRETNA-2 | 13.18 | 0.1127 | 1.3839 | 132 | 7.08 | 118.0401 | 0.3757 | 78.8955 | 0.2511
CHAPERCROSS-HARKER BORDER NODE | CHAPELCROSS | HARKER BORDER NODE | 13.13 | 0.2245 | 2.7573 | 132 | 3.54 | 58.7961 | 0.1872 | 39.2981 | 0.1251
CHARLESTON-ABERNETHY | CHARLESTON | ABERNETHY | 24.5 | 0.419 | 5.145 | 132 | 3.54 | 109.711 | 0.3492 | 73.3285 | 0.2334
CHARLESTON-GLENANGES | CHARLESTON | GLENAGNES | 2.31 | 0.0198 | 0.2425 | 132 | 7.08 | 20.6884 | 0.0659 | 13.8277 | 0.044
CHARLESTON-LYNDHURST | CHARLESTON | LYNDHURST | 1.9 | 0.0162 | 0.1995 | 132 | 7.08 | 17.0164 | 0.0542 | 11.3734 | 0.0362
CLACHAN-SLOY | CLACHAN | SLOY | 13 | 0.2223 | 2.73 | 132 | 3.54 | 58.214 | 0.1853 | 38.909 | 0.1239
CLAYHILLS-REDMOSS | CLAYHILLS | REDMOSS | 4.8 | 0.041 | 0.504 | 132 | 7.08 | 42.9888 | 0.1368 | 28.7328 | 0.0915
CLUNIE-COUPAR ANGUS | CLUNIE | COUPAR ANGUS | 38.1 | 0.3258 | 4.0005 | 132 | 7.08 | 341.2236 | 1.0861 | 228.0666 | 0.726
CLUNIE-ERROCHTY | ERROCHTY | CLUNIE | 15.4 | 0.1317 | 1.617 | 132 | 7.08 | 137.9224 | 0.439 | 92.1844 | 0.2934
COALBURN-CUMBERHEAD | COALBURN-2 | CUMBERHEAD | 4.65 | 0.0795 | 0.9765 | 132 | 3.54 | 20.8227 | 0.0663 | 13.9174 | 0.0443
COALBURN-KYPE MUIR | COALBURN-2 | KYPE MUIR | 4.304 | 0.0736 | 0.9038 | 132 | 3.54 | 19.2733 | 0.0613 | 12.8819 | 0.041
COALBURN-LINNMILL | COALBURN-2 | LINNMILL | 17.09 | 0.1461 | 1.7944 | 132 | 7.08 | 153.058 | 0.4872 | 102.3007 | 0.3256
CONNAGILL-STRATHY WIND | CONNAGILL-2 | STRATHY WIND | 12 | 0.2052 | 2.52 | 132 | 3.54 | 53.736 | 0.171 | 35.916 | 0.1143
CORRIEGARTH WIND FARM-FARAGAIG | FARIGAIG-2 | CORRIEGARTH WIND FARM | 4.11 | 0.0703 | 0.8631 | 132 | 3.54 | 18.4046 | 0.0586 | 12.3012 | 0.0392
CORRIEMOILLIE-LUICHART | CORRIEMOILLIE | LUICHART | 10.43 | 0.0892 | 1.0951 | 132 | 7.08 | 93.4111 | 0.2973 | 62.434 | 0.1987
COUPAR ANGUS-BIRKHILL | COUPAR ANGUS | BIRKHILL | 14.6 | 0.1248 | 1.533 | 132 | 7.08 | 130.7576 | 0.4162 | 87.3956 | 0.2782
COYLTON TEE-COYLTON | COYLTON-2 | COYLTON TEE | 65.89 | 1.1267 | 13.8369 | 132 | 3.54 | 295.0554 | 0.9392 | 197.2088 | 0.6277
COYLTON TEE-KILMARNOCK SOUTH | KILMARNOCK SOUTH-2 | COYLTON TEE | 14.3 | 0.2445 | 3.003 | 132 | 3.54 | 64.0354 | 0.2038 | 42.7999 | 0.1362
COYLTON TEE-MAYBOLE | COYLTON TEE | MAYBOLE | 20.03 | 0.3425 | 4.2063 | 132 | 3.54 | 89.6943 | 0.2855 | 59.9498 | 0.1908
CRAIGIEBUCKLER-FOGGIETON | FOGGIETON | CRAIGIEBUCKLER | 4.7 | 0.0402 | 0.4935 | 132 | 7.08 | 42.0932 | 0.134 | 28.1342 | 0.0896
CRAIGIEBUCKLER-KINTORE | KINTORE-2 | CRAIGIEBUCKLER | 17.5 | 0.1496 | 1.8375 | 132 | 7.08 | 156.73 | 0.4989 | 104.755 | 0.3334
CRAIGIEBUCKLER-REDMOSS | CRAIGIEBUCKLER | REDMOSS | 6.8 | 0.0581 | 0.714 | 132 | 7.08 | 60.9008 | 0.1939 | 40.7048 | 0.1296
CRAIGIEBUCKLER-WOODHILL | CRAIGIEBUCKLER | WOODHILL | 3.5 | 0.0299 | 0.3675 | 132 | 7.08 | 31.346 | 0.0998 | 20.951 | 0.0667
CREAG RIABHACH WINDFARM-DALCHORK | CREAG RIABHACH WINDFARM | DALCHORK | 16.6 | 0.2839 | 3.486 | 132 | 3.54 | 74.3348 | 0.2366 | 49.6838 | 0.1581
CROSSAIG-CARRADALE | CROSSAIG-2 | CARRADALE | 13.08 | 0.1118 | 1.3734 | 132 | 7.08 | 117.1445 | 0.3729 | 78.2969 | 0.2492
CROSSAIG-PORT ANN | CROSSAIG-2 | PORT ANN | 48.3 | 0.413 | 5.0715 | 132 | 7.08 | 432.5748 | 1.3769 | 289.1238 | 0.9203
CRYSTAL RIG-WESTERDOD | CRYSTAL RIG-2 | WESTERDOD | 8.56 | 0.1464 | 1.7976 | 132 | 3.54 | 38.3317 | 0.122 | 25.6201 | 0.0816
CULLIGRAN-DEANIE | CULLIGRAN | DEANIE | 9 | 0.1539 | 1.89 | 132 | 3.54 | 40.302 | 0.1283 | 26.937 | 0.0857
CUMBERHEAD-GALAWHISTLE | CUMBERHEAD | GALAWHISTLE | 8.01 | 0.137 | 1.6821 | 132 | 3.54 | 35.8688 | 0.1142 | 23.9739 | 0.0763
CURRIE-BROXBURN | CURRIE-2 | BROXBURN | 10.34 | 0.0884 | 1.0857 | 132 | 7.08 | 92.605 | 0.2948 | 61.8952 | 0.197
CURRIE-LIVINGSTON | CURRIE-2 | LIVINGSTON | 7.29 | 0.0623 | 0.7655 | 132 | 7.08 | 65.2892 | 0.2078 | 43.6379 | 0.1389
DALCHORK-CASSLEY | DALCHORK | CASSLEY | 28 | 0.4788 | 5.88 | 132 | 3.54 | 125.384 | 0.3991 | 83.804 | 0.2668
DALMARNOCK-CARNTYNE | DALMARNOCK-2 | CARNTYNE | 4.65 | 0.0398 | 0.4882 | 132 | 7.08 | 41.6454 | 0.1326 | 27.8349 | 0.0886
DALMARNOCK-ST ANDREWS CROSS | DALMARNOCK-2 | ST ANDREWS CROSS | 78.15 | 0.6682 | 8.2057 | 132 | 7.08 | 699.9114 | 2.2279 | 467.8059 | 1.4891
DENNY-BONNYBRIDGE | DENNY-2 | BONNYBRIDGE-2 | 10.89 | 0.1862 | 2.2869 | 132 | 3.54 | 48.7654 | 0.1552 | 32.5938 | 0.1037
DENSIDE-ARBROACH | DENSIDE | ARBROATH | 14.5 | 0.124 | 1.5225 | 132 | 7.08 | 129.862 | 0.4134 | 86.797 | 0.2763
DENSIDE-BRECHIN GRID | DENSIDE | BRECHIN GRID | 26.1 | 0.4463 | 5.481 | 132 | 3.54 | 116.8758 | 0.372 | 78.1173 | 0.2487
DENSIDE-TEALING | DENSIDE | TEALING-2 | 8.7 | 0.0744 | 0.9135 | 132 | 7.08 | 77.9172 | 0.248 | 52.0782 | 0.1658
DERSALLOCH-NEW CUMNOCK | DERSALLOCH | NEW CUMNOCK-2 | 21.59 | 0.3692 | 4.5339 | 132 | 3.54 | 96.68 | 0.3077 | 64.6189 | 0.2057
DEVOLMOOR-SPANGO VALLEY | DEVOLMOOR-2 | SPANGO VALLEY | 16.5 | 0.1411 | 1.7325 | 132 | 7.08 | 147.774 | 0.4704 | 98.769 | 0.3144
DOUGLAS NORTH COLLECTOR-COALBURN | COALBURN-2 | DOUGLAS NORTH COLLECTOR | 0.05 | 0.0009 | 0.0105 | 132 | 3.54 | 0.2239 | 0.0007 | 0.1497 | 0.0005
DOUGLAS NORTH COLLECTOR-MIDDLEMUIR | DOUGLAS NORTH COLLECTOR | MIDDLEMUIR | 2.55 | 0.0436 | 0.5355 | 132 | 3.54 | 11.4189 | 0.0363 | 7.6322 | 0.0243
DUMFRIES-TONGLAND | DUMFRIES | TONGLAND | 2.46 | 0.0421 | 0.5166 | 132 | 3.54 | 11.0159 | 0.0351 | 7.3628 | 0.0234
DUNBAR-INNERWICK | DUNBAR | INNERWICK | 0.15 | 0.0013 | 0.0158 | 132 | 7.08 | 1.3434 | 0.0043 | 0.8979 | 0.0029
DUNBEATH-MYBSTER | DUNBEATH | MYBSTER | 20.8 | 0.3557 | 4.368 | 132 | 3.54 | 93.1424 | 0.2965 | 62.2544 | 0.1982
DUNFERMLINE-MOSSOMORRAN | DUNFERMLINE | MOSSMORRAN-2 | 7.67 | 0.0656 | 0.8054 | 132 | 7.08 | 68.6925 | 0.2187 | 45.9126 | 0.1461
DUNHILL-BLACKHILL | DUNHILL | BLACKHILL | 21.81 | 0.1865 | 2.29 | 132 | 7.08 | 195.3304 | 0.6218 | 130.5547 | 0.4156
DUNLAW EXTENSION-SMEATON | DUNLAW EXTENSION | SMEATON-2 | 23.64 | 0.4042 | 4.9644 | 132 | 3.54 | 105.8599 | 0.337 | 70.7545 | 0.2252
DUNMORE CABLE COMPOUND-BEAULY | DUNMORE CABLE COMPOUND | BEAULY-2 | 3.1 | 0.0265 | 0.3255 | 132 | 7.08 | 27.7636 | 0.0884 | 18.5566 | 0.0591
DUNMORE CABLE COMPOUND-ORRIN | ORRIN | DUNMORE CABLE COMPOUND | 10.76 | 0.092 | 1.1298 | 132 | 7.08 | 96.3666 | 0.3067 | 64.4094 | 0.205
DUNVEGAN-ARDMORE | DUNVEGAN | HARRIS | 14 | 0.2394 | 2.94 | 132 | 3.54 | 62.692 | 0.1996 | 41.902 | 0.1334
DYCE-KINTORE | KINTORE-2 | DYCE | 10.17 | 0.087 | 1.0678 | 132 | 7.08 | 91.0825 | 0.2899 | 60.8776 | 0.1938
EARLSTOUN-GLENLEE | GLENLEE | EARLSTOUN | 13.65 | 0.2334 | 2.8665 | 132 | 3.54 | 61.1247 | 0.1946 | 40.8545 | 0.13
ECCLES-BERWICK | ECCLES-2 | BERWICK | 21.85 | 0.1868 | 2.2943 | 132 | 7.08 | 195.6886 | 0.6229 | 130.7941 | 0.4163
ECCLES-GALASHIELS | ECCLES-2 | GALASHIELS | 31.37 | 0.2682 | 3.2938 | 132 | 7.08 | 280.9497 | 0.8943 | 187.7808 | 0.5977
EDINBANE-DUNVEGAN | EDINBANE | DUNVEGAN | 0.8 | 0.0137 | 0.168 | 132 | 3.54 | 3.5824 | 0.0114 | 2.3944 | 0.0076
ELDERSLIE-NONAME | ELDERSLIE | JOHNSTONE | 16.68 | 0.1426 | 1.7514 | 132 | 7.08 | 149.3861 | 0.4755 | 99.8465 | 0.3178
ELGIN-NAIRN | ELGIN | NAIRN | 33.9 | 0.2898 | 3.5595 | 132 | 7.08 | 303.6084 | 0.9664 | 202.9254 | 0.6459
ERROCHTY-KILLIN | ERROCHTY | KILLIN | 36.9 | 0.631 | 7.749 | 132 | 3.54 | 165.2382 | 0.526 | 110.4417 | 0.3515
ERROCHTY-TUMMEL | ERROCHTY | TUMMEL-2 | 1.33 | 0.0114 | 0.1397 | 132 | 7.08 | 11.9115 | 0.0379 | 7.9614 | 0.0253
ERROCHTY-TUMMEL BRIDGE | ERROCHTY | TUMMEL BRIDGE | 1 | 0.0086 | 0.105 | 132 | 7.08 | 8.956 | 0.0285 | 5.986 | 0.0191
ERROCHTY-WHITE BRIDGE | ERROCHTY | WHITE BRIDGE | 4.87 | 0.0416 | 0.5113 | 132 | 7.08 | 43.6157 | 0.1388 | 29.1518 | 0.0928
ERSKINE-DEVOL MOOR | DEVOLMOOR-2 | ERSKINE | 10.7 | 0.183 | 2.247 | 132 | 3.54 | 47.9146 | 0.1525 | 32.0251 | 0.1019
FARIGAIG-DUNMAGLASS | FARIGAIG-2 | DUNMAGLASS | 4.07 | 0.0696 | 0.8547 | 132 | 3.54 | 18.2255 | 0.058 | 12.1815 | 0.0388
FARR WIND FARM-TOMATIN | FARR WIND FARM | TOMATIN-2 | 7.2 | 0.0616 | 0.756 | 132 | 7.08 | 64.4832 | 0.2053 | 43.0992 | 0.1372
FIDDES-CRAIGIEBUCKLER | FIDDES | CRAIGIEBUCKLER | 1 | 0.0171 | 0.21 | 132 | 3.54 | 4.478 | 0.0143 | 2.993 | 0.0095
FINLARIG-KILLIN | KILLIN | FINLARIG | 2.1 | 0.0359 | 0.441 | 132 | 3.54 | 9.4038 | 0.0299 | 6.2853 | 0.02
FOGGIETON-FIDDES | FOGGIETON | FIDDES | 25.4 | 0.4343 | 5.334 | 132 | 3.54 | 113.7412 | 0.362 | 76.0222 | 0.242
FOGGIETON-TARLAND | FOGGIETON | TARLAND | 34.6 | 0.2958 | 3.633 | 132 | 7.08 | 309.8776 | 0.9864 | 207.1156 | 0.6593
FORT AUGUSTUS-GLENDOE | FORT AUGUSTUS-2 | GLENDOE | 6 | 0.1026 | 1.26 | 132 | 3.54 | 26.868 | 0.0855 | 17.958 | 0.0572
FYRISH-ALNESS | FYRISH-2 | ALNESS | 2.1 | 0.018 | 0.2205 | 132 | 7.08 | 18.8076 | 0.0599 | 12.5706 | 0.04
GALASHIELS-DUNLAW EXTENSION | GALASHIELS | DUNLAW EXTENSION | 11.5 | 0.1967 | 2.415 | 132 | 3.54 | 51.497 | 0.1639 | 34.4195 | 0.1096
GALLOPER ONSHORE-LEISTON | LEISTON-2 | GALLOPER ONSHORE | 0 | 0 | 0 | 132 | 7.08 | 0 | 0 | 0 | 0
GALLOPER ONSHORE-OFFSHORE | GALLOPER ONSHORE | GALLOPER NORTH OFFSHORE | 0 | 0 | 0 | 132 | 7.08 | 0 | 0 | 0 | 0
GARELOCH BOUNDARY-HELENSBURGH | GARELOCH ABOUNDARY | HELENSBURGH | 23.55 | 0.4027 | 4.9455 | 132 | 3.54 | 105.4569 | 0.3357 | 70.4851 | 0.2244
GARELOCH BOUNDARY-SLOY | GARELOCH ABOUNDARY | SLOY | 14.9 | 0.0637 | 0.7822 | 132 | 14.16 | 266.8888 | 0.8495 | 178.3828 | 0.5678
GARELOCH-WHISTLEFIELD | GARELOCH | WHISTLEFIELD | 35.412 | 0.3028 | 3.7183 | 132 | 7.08 | 317.1499 | 1.0095 | 211.9762 | 0.6747
GARELOCH-WINDYHILL | GARELOCH | WINDYHILL-2 | 1.68 | 0.0144 | 0.1764 | 132 | 7.08 | 15.0461 | 0.0479 | 10.0565 | 0.032
GERELOCH BOUNDARY-GARELOCH | GARELOCH ABOUNDARY | GARELOCH | 26.909 | 0.2301 | 2.8254 | 132 | 7.08 | 240.997 | 0.7671 | 161.0773 | 0.5127
GLEN KYLLACHY WINDFARM-ONSHORE-TOMATIN | TOMATIN-2 | GLEN KYLLACHY WINDFARM-ONSHORE | 3 | 0.0513 | 0.63 | 132 | 3.54 | 13.434 | 0.0428 | 8.979 | 0.0286
GLENAGNES-DUDHOPE | GLENAGNES | DUDHOPE | 1.95 | 0.0167 | 0.2048 | 132 | 7.08 | 17.4642 | 0.0556 | 11.6727 | 0.0372
GLENFARC_AS-BOAT OF GARTEN | GLENFARC_AS | BOAT OF GARTEN | 24.82 | 0.4244 | 5.2122 | 132 | 3.54 | 111.144 | 0.3538 | 74.2863 | 0.2365
GLENLEE-KENDOON | GLENLEE | KENDOON | 1.2 | 0.0205 | 0.252 | 132 | 3.54 | 5.3736 | 0.0171 | 3.5916 | 0.0114
GLENLEE-NEWTON STEWART | GLENLEE | NEWTON STEWART | 30.04 | 0.2568 | 3.1542 | 132 | 7.08 | 269.0383 | 0.8564 | 179.8194 | 0.5724
GLENNISTON-REDHOUSE | GLENNISTON | REDHOUSE | 1.52 | 0.026 | 0.3192 | 132 | 3.54 | 6.8066 | 0.0217 | 4.5494 | 0.0145
GORGIE-CURRIE | GORGIE | CURRIE-2 | 13.528 | 0.1157 | 1.4204 | 132 | 7.08 | 121.1568 | 0.3857 | 80.9786 | 0.2578
GOVAN-HAGGS ROAD | GOVAN | HAGGS ROAD | 8.55 | 0.0731 | 0.8978 | 132 | 7.08 | 76.5738 | 0.2437 | 51.1803 | 0.1629
GOVAN-PRAEHEAD PARK | BRAEHEAD PARK | GOVAN | 9.68 | 0.1655 | 2.0328 | 132 | 3.54 | 43.347 | 0.138 | 28.9722 | 0.0922
GREATER GABBARD ONSHORE-LEISTON | LEISTON-2 | GREATER GABBARD ONSHORE | 0 | 0 | 0 | 132 | 10.62 | 0 | 0 | 0 | 0
GREATER GABBARD ONSHORE-OFFSHORE | GREATER GABBARD ONSHORE | GREATER GABBARD OFFSHORE | 0 | 0 | 0 | 132 | 10.62 | 0 | 0 | 0 | 0
GRETNA-EWE HILL | GRETNA-2 | EWE HILL | 3.16 | 0.054 | 0.6636 | 132 | 3.54 | 14.1505 | 0.045 | 9.4579 | 0.0301
GRETNA-HAWICK | GRETNA-2 | HAWICK | 1 | 0.0171 | 0.21 | 132 | 3.54 | 4.478 | 0.0143 | 2.993 | 0.0095
GRETNA-JUNCTION V | GRETNA-2 | JUNCTION V | 55.35 | 0.9465 | 11.6235 | 132 | 3.54 | 247.8573 | 0.789 | 165.6626 | 0.5273
GRIFFIN WINDFARM (SSE)-WHITE BRIDGE | GRIFFIN WINDFARM (SSE) | WHITE BRIDGE | 14.17 | 0.1212 | 1.4878 | 132 | 7.08 | 126.9065 | 0.404 | 84.8216 | 0.27
HADYARD HILL-AUCHENWYND | HADYARD HILL | AUCHENWYND | 14.5 | 0.248 | 3.045 | 132 | 3.54 | 64.931 | 0.2067 | 43.3985 | 0.1381
HARESTANES-MOFFAT | HARESTANES | MOFFAT-2 | 43.79 | 0.7488 | 9.1959 | 132 | 3.54 | 196.0916 | 0.6242 | 131.0635 | 0.4172
HARKER-CHAPELCROSS | HARKER-2 | CHAPELCROSS | 1 | 0.0171 | 0.21 | 132 | 3.54 | 4.478 | 0.0143 | 2.993 | 0.0095
HARKER-HARKER BORDER NODE | HARKER BORDER NODE | HARKER-2 | 6.148 | 0.1051 | 1.2911 | 132 | 3.54 | 27.5307 | 0.0876 | 18.401 | 0.0586
HAWICK-GALASHIELS | HAWICK | GALASHIELS | 2.845 | 0.0486 | 0.5974 | 132 | 3.54 | 12.7399 | 0.0406 | 8.5151 | 0.0271
HUNTERSTON-HUNTERSTON FARM | HUNTERSTON-2 | HUNTERSTON FARM | 0.665 | 0.0057 | 0.0698 | 132 | 7.08 | 5.9557 | 0.019 | 3.9807 | 0.0127
HUNTERSTON-JUNCTION A | HUNTERSTON-2 | JUNCTION A | 0.1 | 0.0017 | 0.021 | 132 | 3.54 | 0.4478 | 0.0014 | 0.2993 | 0.001
INNERWICK-TORNESS | INNERWICK | TORNESS-2 | 55.6 | 0.4754 | 5.838 | 132 | 7.08 | 497.9536 | 1.585 | 332.8216 | 1.0594
INVERARAY-A-CHRUACH WINDFARM | A-CHRUACH WINDFARM | INVERARAY | 21.17 | 0.362 | 4.4457 | 132 | 3.54 | 94.7993 | 0.3018 | 63.3618 | 0.2017
INVERARAY-ARDKINGS WIND | INVERARAY | ARDKINGLS WIND | 9 | 0.1539 | 1.89 | 132 | 3.54 | 40.302 | 0.1283 | 26.937 | 0.0857
INVERARAY-CLACHAN | INVERARAY | CLACHAN | 8.4 | 0.1436 | 1.764 | 132 | 3.54 | 37.6152 | 0.1197 | 25.1412 | 0.08
INVERARAY-FERNOCH | INVERARAY | FERNOCH | 15.21 | 0.2601 | 3.1941 | 132 | 3.54 | 68.1104 | 0.2168 | 45.5235 | 0.1449
INVERARAY-SLOY | INVERARAY | SLOY | 21.4 | 0.3659 | 4.494 | 132 | 3.54 | 95.8292 | 0.305 | 64.0502 | 0.2039
INVERARNAN-SLOY | SLOY | INVERARNAN-2 | 11.22 | 0.0959 | 1.1781 | 132 | 7.08 | 100.4863 | 0.3199 | 67.1629 | 0.2138
INVERKEITHING-DUNFERMLINE | INVERKEITHING | DUNFERMLINE | 10.46 | 0.0894 | 1.0983 | 132 | 7.08 | 93.6798 | 0.2982 | 62.6136 | 0.1993
INVERNESS-SLACKBUIE | INVERNESS | SLACKBUIE | 1.97 | 0.0168 | 0.2068 | 132 | 7.08 | 17.6433 | 0.0562 | 11.7924 | 0.0375
INVERUGIE-PETERHEAD GRANGE | INVERUGIE | PETERHEAD GRANGE | 1.8 | 0.0154 | 0.189 | 132 | 7.08 | 16.1208 | 0.0513 | 10.7748 | 0.0343
INVERUGIE-ST FERGUS | INVERUGIE | ST FERGUS | 6.1 | 0.0348 | 0.427 | 132 | 10.62 | 81.9474 | 0.2608 | 54.7719 | 0.1743
JUNCTION A-KILWINNING | JUNCTION A | KILWINNING | 1.12 | 0.0192 | 0.2352 | 132 | 3.54 | 5.0154 | 0.016 | 3.3522 | 0.0107
JUNCTION B-JUNCTION V | JUNCTION V | JUNCTION B | 8.14 | 0.1392 | 1.7094 | 132 | 3.54 | 36.4509 | 0.116 | 24.363 | 0.0775
JUNCTION V-HARKER | JUNCTION V | HARKER-2 | 10.439 | 0.1785 | 2.1922 | 132 | 3.54 | 46.7458 | 0.1488 | 31.2439 | 0.0995
JUNCTION V-HAWICK | JUNCTION V | HAWICK | 0.5 | 0.0086 | 0.105 | 132 | 3.54 | 2.239 | 0.0071 | 1.4965 | 0.0048
KEITH-ELGIN | KEITH-2 | ELGIN | 27.4 | 0.2343 | 2.877 | 132 | 7.08 | 245.3944 | 0.7811 | 164.0164 | 0.5221
KEITH-GLENFARC_AS | KEITH-2 | GLENFARC_AS | 29.6 | 0.5062 | 6.216 | 132 | 3.54 | 132.5488 | 0.4219 | 88.5928 | 0.282
KEITH-MACDUFF | KEITH-2 | MACDUFF | 37.8 | 0.3232 | 3.969 | 132 | 7.08 | 338.5368 | 1.0776 | 226.2708 | 0.7202
KILLIN CASCADE GROUP-INVERARAY | KILLIN CASCADE GROUP | INVERARAY | 15.1 | 0.2582 | 3.171 | 132 | 3.54 | 67.6178 | 0.2152 | 45.1943 | 0.1439
KILLIN CASCADE GROUP-LOCH NANT | KILLIN CASCADE GROUP | LOCH NANT | 4.2 | 0.0718 | 0.882 | 132 | 3.54 | 18.8076 | 0.0599 | 12.5706 | 0.04
KILLIN CASCADE GROUP-TAYNUILT | TAYNUILT | KILLIN CASCADE GROUP | 7.6 | 0.13 | 1.596 | 132 | 3.54 | 34.0328 | 0.1083 | 22.7468 | 0.0724
KILLIN-INVERARNAN | KILLIN | INVERARNAN-2 | 23 | 0.1967 | 2.415 | 132 | 7.08 | 205.988 | 0.6557 | 137.678 | 0.4382
KILLIN-LOCHAY | KILLIN | LOCHAY | 2.4 | 0.041 | 0.504 | 132 | 3.54 | 10.7472 | 0.0342 | 7.1832 | 0.0229
KILLIN-ST FILLANS | KILLIN | ST FILLANS | 21.6 | 0.3694 | 4.536 | 132 | 3.54 | 96.7248 | 0.3079 | 64.6488 | 0.2058
KILMARNOCK SOUTH-MEADOWHEAD | KILMARNOCK SOUTH-2 | MEADOWHEAD | 14 | 0.2394 | 2.94 | 132 | 3.54 | 62.692 | 0.1996 | 41.902 | 0.1334
KILMORACK-AIGAS | KILMORACK | AIGAS | 2.92 | 0.0499 | 0.6132 | 132 | 3.54 | 13.0758 | 0.0416 | 8.7396 | 0.0278
KILWINNING-HUNTERSTON FARM | KILWINNING | HUNTERSTON FARM | 34.97 | 0.598 | 7.3437 | 132 | 3.54 | 156.5957 | 0.4985 | 104.6652 | 0.3332
KINTORE-FOGGIETON | KINTORE-2 | FOGGIETON | 15.6 | 0.2668 | 3.276 | 132 | 3.54 | 69.8568 | 0.2224 | 46.6908 | 0.1486
KNOCKNAGAEL-INVERNESS | KNOCKNAGAEL-2 | INVERNESS | 4.57 | 0.0391 | 0.4798 | 132 | 7.08 | 40.9289 | 0.1303 | 27.356 | 0.0871
LAGGAN-FORT AUGUSTUS | LAGGAN | FORT AUGUSTUS-2 | 6.49 | 0.0555 | 0.6814 | 132 | 7.08 | 58.1244 | 0.185 | 38.8491 | 0.1237
LAGGAN-GLENMORISTON | LAGGAN | GLENMORISTON | 4.8 | 0.0821 | 1.008 | 132 | 3.54 | 21.4944 | 0.0684 | 14.3664 | 0.0457
LEVEN TEE-1-LEVEN | LEVEN TEE-1 | LEVEN | 2.16 | 0.0369 | 0.4536 | 132 | 3.54 | 9.6725 | 0.0308 | 6.4649 | 0.0206
LEVEN TEE-CUPAR | LEVEN TEE | CUPAR | 11.33 | 0.1937 | 2.3793 | 132 | 3.54 | 50.7357 | 0.1615 | 33.9107 | 0.1079
LEVEN TEE-CUPAR(1) | LEVEN TEE-1 | CUPAR | 13.27 | 0.2269 | 2.7867 | 132 | 3.54 | 59.4231 | 0.1891 | 39.7171 | 0.1264
LEVEN TEE-LEVEN | LEVEN TEE | LEVEN | 17.88 | 0.3057 | 3.7548 | 132 | 3.54 | 80.0666 | 0.2549 | 53.5148 | 0.1703
LINNMILL-BLACKLAW EXTENSION | LINNMILL | BLACKLAW EXTENSION | 11.46 | 0.196 | 2.4066 | 132 | 3.54 | 51.3179 | 0.1633 | 34.2998 | 0.1092
LOCH BUIDHE-BRORA | LOCH BUIDHE-2 | BRORA | 22.12 | 0.3783 | 4.6452 | 132 | 3.54 | 99.0534 | 0.3153 | 66.2052 | 0.2107
LOCH BUIDHE-DALCHORK | LOCH BUIDHE-2 | DALCHORK | 17 | 0.1454 | 1.785 | 132 | 7.08 | 152.252 | 0.4846 | 101.762 | 0.3239
LOCH BUIDHE-MYBSTER | LOCH BUIDHE-2 | MYBSTER | 81.61 | 1.3955 | 17.1381 | 132 | 3.54 | 365.4496 | 1.1633 | 244.2587 | 0.7775
LOCH BUIDHE-SHIN | LOCH BUIDHE-2 | SHIN | 12.19 | 0.1042 | 1.2799 | 132 | 7.08 | 109.1736 | 0.3475 | 72.9693 | 0.2323
LOCH LUNDIE-FORT AUGUSTUS | LOCH LUNDIE | FORT AUGUSTUS-2 | 8.5 | 0.0727 | 0.8925 | 132 | 7.08 | 76.126 | 0.2423 | 50.881 | 0.162
LOCH LUNDIE-FORT WILLIAM | LOCH LUNDIE | FORT WILLIAM | 34.9 | 0.2984 | 3.6645 | 132 | 7.08 | 312.5644 | 0.9949 | 208.9114 | 0.665
LOCH LUNDIE-INVERARAY | LOCH LUNDIE | INVERARAY | 2.4 | 0.041 | 0.504 | 132 | 3.54 | 10.7472 | 0.0342 | 7.1832 | 0.0229
LUMBS-FRASERBURGH | LUMBS | FRASERBURGH | 10.1 | 0.0864 | 1.0605 | 132 | 7.08 | 90.4556 | 0.2879 | 60.4586 | 0.1924
LUMBS-STRICHEN | LUMBS | STRICHEN | 7.9 | 0.0675 | 0.8295 | 132 | 7.08 | 70.7524 | 0.2252 | 47.2894 | 0.1505
LUNDAVRA-FORT WILLIAM | LUNDAVRA | FORT WILLIAM | 9.3 | 0.159 | 1.953 | 132 | 3.54 | 41.6454 | 0.1326 | 27.8349 | 0.0886
LUNDAVRA-KINLOCHLEVEN | LUNDAVRA | KINLOCHLEVEN | 15.2 | 0.2599 | 3.192 | 132 | 3.54 | 68.0656 | 0.2167 | 45.4936 | 0.1448
MARK HILL-ARECLEOCH | MARK HILL-2 | ARECLEOCH | 0 | 0 | 0 | 132 | 3.54 | 0 | 0 | 0 | 0
MAYBOLE TEE-COYLTON | MAYBOLE TEE | COYLTON-2 | 4.64 | 0.0793 | 0.9744 | 132 | 3.54 | 20.7779 | 0.0661 | 13.8875 | 0.0442
MAYBOLE TEE-MAYBOLE | MAYBOLE TEE | MAYBOLE | 14.222 | 0.2432 | 2.9866 | 132 | 3.54 | 63.6861 | 0.2027 | 42.5664 | 0.1355
MEADOWHEAD-KILWINNING | MEADOWHEAD | KILWINNING | 34.948 | 0.2988 | 3.6695 | 132 | 7.08 | 312.9943 | 0.9963 | 209.1987 | 0.6659
MILLENIUM WIND-BEINNEUM WIND FARM | BEINNEUN WIND FARM | MILLENIUM WIND | 2.8 | 0.0479 | 0.588 | 132 | 3.54 | 12.5384 | 0.0399 | 8.3804 | 0.0267
MILLENIUM WIND-LAGGAN | MILLENIUM WIND | LAGGAN | 5.7 | 0.0975 | 1.197 | 132 | 3.54 | 25.5246 | 0.0812 | 17.0601 | 0.0543
MILLENNIUM SOUTH WINDFARM-FORT AUGUSTUS | MILLENNIUM SOUTH WINDFARM | FORT AUGUSTUS-2 | 4.51 | 0.0771 | 0.9471 | 132 | 3.54 | 20.1958 | 0.0643 | 13.4984 | 0.043
MILLENNIUM SOUTH WINDFARM-LOCH LUNDIE | LOCH LUNDIE | MILLENNIUM SOUTH WINDFARM | 3.25 | 0.0556 | 0.6825 | 132 | 3.54 | 14.5535 | 0.0463 | 9.7273 | 0.031
MILTON OF CRAIGIE-DUDHOPE | DUDHOPE | MILTON OF CRAIGIE | 4.8 | 0.041 | 0.504 | 132 | 7.08 | 42.9888 | 0.1368 | 28.7328 | 0.0915
MOSSFORD-CORRIEMOILLIE | MOSSFORD | CORRIEMOILLIE | 1.45 | 0.0124 | 0.1523 | 132 | 7.08 | 12.9862 | 0.0413 | 8.6797 | 0.0276
MOSSFORD-GRUDIE BRIDGE | MOSSFORD | GRUDIE BRIDGE | 2.73 | 0.0233 | 0.2867 | 132 | 7.08 | 24.4499 | 0.0778 | 16.3418 | 0.052
MOSSOMORRAN-GLENNISTON | MOSSMORRAN-2 | GLENNISTON | 22 | 0.1881 | 2.31 | 132 | 7.08 | 197.032 | 0.6272 | 131.692 | 0.4192
MOSSOMORRAN-MOSSOMORRAN SHELL | MOSSMORRAN-2 | MOSSMORRAN SHELL | 1.03 | 0.0088 | 0.1081 | 132 | 7.08 | 9.2247 | 0.0294 | 6.1656 | 0.0196
MOULTAIVE-BEAULY | MOULTAIVE | BEAULY-2 | 29.67 | 0.2537 | 3.1154 | 132 | 7.08 | 265.7245 | 0.8458 | 177.6046 | 0.5653
NEILSTON-CROOKSTON | NEILSTON-2 | CROOKSTON | 12.78 | 0.1093 | 1.3419 | 132 | 7.08 | 114.4577 | 0.3643 | 76.5011 | 0.2435
NEILSTON-ELDERSLIE | NEILSTON-2 | ELDERSLIE | 4.37 | 0.0374 | 0.4588 | 132 | 7.08 | 39.1377 | 0.1246 | 26.1588 | 0.0833
NEILSTON-PAISLEY | NEILSTON-2 | PAISLEY | 8.58 | 0.0734 | 0.9009 | 132 | 7.08 | 76.8425 | 0.2446 | 51.3599 | 0.1635
NEW CUMNOCK-BLACKCRAIG | NEW CUMNOCK-2 | BLACKCRAIG | 13.04 | 0.223 | 2.7384 | 132 | 3.54 | 58.3931 | 0.1859 | 39.0287 | 0.1242
NEW CUMNOCK-DUNHILL | NEW CUMNOCK-2 | DUNHILL | 0.372 | 0.0032 | 0.0391 | 132 | 7.08 | 3.3316 | 0.0106 | 2.2268 | 0.0071
NEW CUMNOCK-KENDOON | KENDOON | NEW CUMNOCK-2 | 0 | 0 | 0 | 132 | 3.54 | 0 | 0 | 0 | 0
NEW CUMNOCK-SOUTH KYLE | NEW CUMNOCK-2 | SOUTH KYLE | 16.1 | 0.2753 | 3.381 | 132 | 3.54 | 72.0958 | 0.2295 | 48.1873 | 0.1534
NEWTON STEWART-GLENLUCE | NEWTON STEWART | GLENLUCE | 33.1 | 0.283 | 3.4755 | 132 | 7.08 | 296.4436 | 0.9436 | 198.1366 | 0.6307
ORRIN-LUICHART | ORRIN | LUICHART | 5.4 | 0.0462 | 0.567 | 132 | 7.08 | 48.3624 | 0.1539 | 32.3244 | 0.1029
PAISLEY-BRAEHEAD PARK | PAISLEY | BRAEHEAD PARK | 6.13 | 0.1048 | 1.2873 | 132 | 3.54 | 27.4501 | 0.0874 | 18.3471 | 0.0584
PAISLEY-GOVAN | PAISLEY | GOVAN | 4.04 | 0.0691 | 0.8484 | 132 | 3.54 | 18.0911 | 0.0576 | 12.0917 | 0.0385
PARTICK-ESSENSIDE | PARTICK | ESSENSIDE | 48.56 | 0.4152 | 5.0988 | 132 | 7.08 | 434.9034 | 1.3843 | 290.6802 | 0.9253
PARTICK-FINNIESTON | PARTICK | FINNIESTON | 31.1 | 0.2659 | 3.2655 | 132 | 7.08 | 278.5316 | 0.8866 | 186.1646 | 0.5926
PERSLEY-WILLOWDALE | PERSLEY-2 | WILLOWDALE | 3.7 | 0.0316 | 0.3885 | 132 | 7.08 | 33.1372 | 0.1055 | 22.1482 | 0.0705
PETERHEAD-INVERUGIE | PETERHEAD-2 | INVERUGIE | 6.8 | 0.0388 | 0.476 | 132 | 10.62 | 91.3512 | 0.2908 | 61.0572 | 0.1944
PORT ANN-AN SUIDHE | PORT ANN | AN SUIDHE | 24.27 | 0.415 | 5.0967 | 132 | 3.54 | 108.6811 | 0.3459 | 72.6401 | 0.2312
QUOICH-BROADFORD | QUOICH | BROADFORD | 63.4 | 1.0841 | 13.314 | 132 | 3.54 | 283.9052 | 0.9037 | 189.7562 | 0.604
QUOICH-LOCH LUNDIE | QUOICH | LOCH LUNDIE | 18.3 | 0.3129 | 3.843 | 132 | 3.54 | 81.9474 | 0.2608 | 54.7719 | 0.1743
REDHOUSE-LEVEN TEE | REDHOUSE | LEVEN TEE-1 | 2.26 | 0.0386 | 0.4746 | 132 | 3.54 | 10.1203 | 0.0322 | 6.7642 | 0.0215
SALTCOATS-HUNTERSTON FARM | SALTCOATS | HUNTERSTON FARM | 15.91 | 0.2721 | 3.3411 | 132 | 3.54 | 71.245 | 0.2268 | 47.6186 | 0.1516
SALTCOATS-JUNCTION A | SALTCOATS | JUNCTION A | 12.418 | 0.2123 | 2.6078 | 132 | 3.54 | 55.6078 | 0.177 | 37.1671 | 0.1183
SANDY KNOWE-GLENGLASS | GLENGLASS | SANDY KNOWE | 34.902 | 0.5968 | 7.3294 | 132 | 3.54 | 156.2912 | 0.4975 | 104.4617 | 0.3325
SHIN-MOULTAIVE | SHIN | MOULTAIVE | 31.2 | 0.2668 | 3.276 | 132 | 7.08 | 279.4272 | 0.8894 | 186.7632 | 0.5945
SLACKBUIE-NAIRN | SLACKBUIE | NAIRN | 26.33 | 0.2251 | 2.7646 | 132 | 7.08 | 235.8115 | 0.7506 | 157.6114 | 0.5017
SPITTAL-MYBSTER | SPITTAL-2 | MYBSTER | 4.5 | 0.0192 | 0.2362 | 132 | 14.16 | 80.604 | 0.2566 | 53.874 | 0.1715
ST FERGUS-LUMBS | ST FERGUS | LUMBS | 6.3 | 0.0539 | 0.6615 | 132 | 7.08 | 56.4228 | 0.1796 | 37.7118 | 0.12
ST FERGUS-ST FERGUS GAS | ST FERGUS | ST FERGUS GAS | 2.1 | 0.018 | 0.2205 | 132 | 7.08 | 18.8076 | 0.0599 | 12.5706 | 0.04
ST FERGUS-ST FERGUS MOBIL | ST FERGUS | ST FERGUS MOBIL | 3 | 0.0257 | 0.315 | 132 | 7.08 | 26.868 | 0.0855 | 17.958 | 0.0572
STIRLING-DEVONSIDE | STIRLING | DEVONSIDE | 28.908 | 0.4943 | 6.0707 | 132 | 3.54 | 129.45 | 0.4121 | 86.5216 | 0.2754
STIRLING-WESTFIELD | STIRLING | WESTFIELD-2 | 11.6 | 0.1984 | 2.436 | 132 | 3.54 | 51.9448 | 0.1653 | 34.7188 | 0.1105
STRATHLEVEN-GARELOCH BOUNDARY | STRATHLEVEN | GARELOCH ABOUNDARY | 15.313 | 0.2619 | 3.2157 | 132 | 3.54 | 68.5716 | 0.2183 | 45.8318 | 0.1459
STRONELAIRG WIND FARM (SSE)-MELGARVE SUB | MELGARVE SUBSTATION-2 | STRONELAIRG WIND FARM (SSE) | 10 | 0.171 | 2.1 | 132 | 3.54 | 44.78 | 0.1425 | 29.93 | 0.0953
TAYNUILT-FERNOCH | TAYNUILT | FERNOCH | 7.49 | 0.1281 | 1.5729 | 132 | 3.54 | 33.5402 | 0.1068 | 22.4176 | 0.0714
TEALING-LUNAHEAD | TEALING-2 | LUNAHEAD | 17.9 | 0.153 | 1.8795 | 132 | 7.08 | 160.3124 | 0.5103 | 107.1494 | 0.3411
TEALING-MILTON OF CRAIGIE | TEALING-2 | MILTON OF CRAIGIE | 6.8 | 0.0581 | 0.714 | 132 | 7.08 | 60.9008 | 0.1939 | 40.7048 | 0.1296
TELFORD ROAD-GORGIE | TELFORD ROAD | GORGIE | 12.08 | 0.1033 | 1.2684 | 132 | 7.08 | 108.1885 | 0.3444 | 72.3109 | 0.2302
TONGLAND-GLENLEE | TONGLAND | GLENLEE | 30.04 | 0.5137 | 6.3084 | 132 | 3.54 | 134.5191 | 0.4282 | 89.9097 | 0.2862
TUMMEL BRIDGE-RANNOCH | TUMMEL BRIDGE | RANNOCH | 23.8 | 0.2035 | 2.499 | 132 | 7.08 | 213.1528 | 0.6785 | 142.4668 | 0.4535
WESTFIELD-DEVONSIDE | WESTFIELD-2 | DEVONSIDE | 11.616 | 0.1986 | 2.4394 | 132 | 3.54 | 52.0164 | 0.1656 | 34.7667 | 0.1107
WESTFIELD-GLENNISTON | WESTFIELD-2 | GLENNISTON | 10.547 | 0.1804 | 2.2149 | 132 | 3.54 | 47.2295 | 0.1503 | 31.5672 | 0.1005
WESTFIELD-LEVEN TEE | WESTFIELD-2 | LEVEN TEE | 8.61 | 0.1472 | 1.8081 | 132 | 3.54 | 38.5556 | 0.1227 | 25.7697 | 0.082
WESTFIELD-REDHOUSE | WESTFIELD-2 | REDHOUSE | 2.15 | 0.0368 | 0.4515 | 132 | 3.54 | 9.6277 | 0.0306 | 6.435 | 0.0205
WHISTLEFIELD BOUNDARY-DUNOON | WHISTLEFIELD BOUNDARY | DUNOON | 18.1 | 0.1548 | 1.9005 | 132 | 7.08 | 162.1036 | 0.516 | 108.3466 | 0.3449
WHISTLEFIELD BOUNDARY-WHISTLEFIELD | WHISTLEFIELD | WHISTLEFIELD BOUNDARY | 22.48 | 0.1922 | 2.3604 | 132 | 7.08 | 201.3309 | 0.6409 | 134.5653 | 0.4283
WILLOWDALE-CLAYHILLS | WILLOWDALE | CLAYHILLS | 2.1 | 0.018 | 0.2205 | 132 | 7.08 | 18.8076 | 0.0599 | 12.5706 | 0.04
WILLOWDALE-WOODHILL | WOODHILL | WILLOWDALE | 3.4 | 0.0291 | 0.357 | 132 | 7.08 | 30.4504 | 0.0969 | 20.3524 | 0.0648
WINDYHILL-ESSENSIDE | ESSENSIDE | WINDYHILL-2 | 6.9 | 0.059 | 0.7245 | 132 | 7.08 | 61.7964 | 0.1967 | 41.3034 | 0.1315
WINDYHILL-HELENSBURGH | WINDYHILL-2 | HELENSBURGH | 50.34 | 0.8608 | 10.5714 | 132 | 3.54 | 225.4225 | 0.7175 | 150.6676 | 0.4796
WINDYHILL-KILBOWIE | WINDYHILL-2 | KILBOWIE | 6.184 | 0.0529 | 0.6493 | 132 | 7.08 | 55.3839 | 0.1763 | 37.0174 | 0.1178
WINDYHILL-KILLERMONT | WINDYHILL-2 | KILLERMONT | 26.51 | 0.2267 | 2.7836 | 132 | 7.08 | 237.4236 | 0.7557 | 158.6889 | 0.5051
WINDYHILL-STRATHLEVEN | WINDYHILL-2 | STRATHLEVEN | 43.416 | 0.7424 | 9.1174 | 132 | 3.54 | 194.4169 | 0.6188 | 129.9441 | 0.4136
WISHAW-BLACKLAW | WISHAW-2 | BLACKLAW | 2.801 | 0.0479 | 0.5882 | 132 | 3.54 | 12.5429 | 0.0399 | 8.3834 | 0.0267
ALDWARKE-BRINSWORTH | ALDWARKE | BRINSWORTH-1 | 26.996 | 0.4616 | 5.6692 | 275 | 3.54 | 120.8881 | 0.3848 | 80.799 | 0.2572
AUCHENCROSS-MARK HILL | MARK HILL | AUCHENCROSS | 16.721 | 0.2859 | 3.5114 | 275 | 3.54 | 74.8766 | 0.2383 | 50.046 | 0.1593
AYR-COYLTON WEST | AYR | COYLTON WEST | 9.37 | 0.0801 | 0.9838 | 275 | 7.08 | 83.9177 | 0.2671 | 56.0888 | 0.1785
BAGLAN BAY-MARGAM | MARGAM | BAGLAN BAY | 39.5 | 0.3278 | 3.95 | 275 | 2.527 | 225.466 | 0.7177 | 118.2235 | 0.3763
BAGLAN BAY-SWANSEA NORTH | BAGLAN BAY | SWANSEA NORTH-1 | 36.184 | 0.474 | 5.6628 | 275 | 3.25 | 252.7814 | 0.8046 | 108.2987 | 0.3447
BEAULY-FYRISH | BEAULY-1 | FYRISH | 30.5 | 0.2608 | 3.2025 | 275 | 7.08 | 273.158 | 0.8695 | 182.573 | 0.5811
BEDDINGTON-CHESSINGTON | CHESSINGTON | BEDDINGTON-1 | 18.122 | 0.1549 | 1.9028 | 275 | 7.08 | 162.3006 | 0.5166 | 108.4783 | 0.3453
BERRY BURN-KNOCKNAGAEL | BERRY BURN | KNOCKNAGAEL | 46.98 | 0.8034 | 9.8658 | 275 | 3.54 | 210.3764 | 0.6696 | 140.6111 | 0.4476
BIRKENHEAD-CAPENHURST | BIRKENHEAD | CAPENHURST-1 | 65.55 | 0.5605 | 6.8828 | 275 | 7.08 | 587.0659 | 1.8687 | 392.3823 | 1.249
BIRKENHEAD-LISTER DRIVE | BIRKENHEAD | LISTER DRIVE | 15.448 | 0.2642 | 3.2441 | 275 | 3.54 | 69.1761 | 0.2202 | 46.2359 | 0.1472
BISHOPS WOOD-FECKEMHAM | BISHOPS WOOD | FECKENHAM-1 | 15.448 | 0.2642 | 3.2441 | 275 | 3.54 | 69.1761 | 0.2202 | 46.2359 | 0.1472
BISHOPS WOOD-KITWELL | BISHOPS WOOD | KITWELL | 22.83 | 0.1952 | 2.3971 | 275 | 7.08 | 204.4655 | 0.6508 | 136.6604 | 0.435
BLACK HILLOCK-BERRY BURN | BLACK HILLOCK-1 | BERRY BURN | 46.26 | 0.791 | 9.7146 | 275 | 3.54 | 207.1523 | 0.6594 | 138.4562 | 0.4407
BLACK HILLOCK-CAIRNFORD | BLACK HILLOCK-1 | CAIRNFORD | 9.77 | 0.1671 | 2.0517 | 275 | 3.54 | 43.7501 | 0.1393 | 29.2416 | 0.0931
BLACK HILLOCK-DALLAS | BLACK HILLOCK-1 | DALLAS | 33.02 | 0.5646 | 6.9342 | 275 | 3.54 | 147.8636 | 0.4707 | 98.8289 | 0.3146
BLACK HILLOCK-KEITH | BLACK HILLOCK-1 | KEITH | 3.26 | 0.0139 | 0.1711 | 275 | 14.16 | 58.3931 | 0.1859 | 39.0287 | 0.1242
BLACK HILLOCK-KINTORE | BLACK HILLOCK-1 | KINTORE | 50.85 | 0.8695 | 10.6785 | 275 | 3.54 | 227.7063 | 0.7248 | 152.194 | 0.4844
BLACK HILLOCK-ROTHIENORMAN | BLACK HILLOCK-1 | ROTHIENORMAN | 35.36 | 0.3023 | 3.7128 | 275 | 7.08 | 316.6842 | 1.008 | 211.665 | 0.6738
BLYTH-STELLA WEST | BLYTH-1 | STELLA WEST-1 | 30.172 | 0.258 | 3.1681 | 275 | 7.08 | 270.2205 | 0.8601 | 180.6096 | 0.5749
BLYTH-TYNEMOUTH1 | BLYTH-1 | TYNEMOUTH1 | 26.779 | 0.4579 | 5.6236 | 275 | 3.54 | 119.9164 | 0.3817 | 80.1495 | 0.2551
BLYTH-TYNEMOUTH2 | BLYTH-1 | TYNEMOUTH2 | 26.711 | 0.4568 | 5.6093 | 275 | 3.54 | 119.6119 | 0.3807 | 79.946 | 0.2545
BONNYBRIDGE BORDER NODE-BRACO | BONNYBRIDGE BORDER NODE-1 | BRACO | 10.1 | 0.1727 | 2.121 | 275 | 3.54 | 45.2278 | 0.144 | 30.2293 | 0.0962
BONNYBRIDGE BORDER NODE-DENNY | BONNYBRIDGE BORDER NODE-1 | DENNY-1 | 19.894 | 0.1701 | 2.0889 | 275 | 7.08 | 178.1707 | 0.5671 | 119.0855 | 0.3791
BONNYBRIDGE BORDER NODE-TUMMEL | BONNYBRIDGE BORDER NODE-1 | TUMMEL | 72.9 | 1.2466 | 15.309 | 275 | 3.54 | 326.4462 | 1.0391 | 218.1897 | 0.6945
BRADFORD WEST-ELLAND | BRADFORD WEST-1 | ELLAND | 65.942 | 1.1276 | 13.8478 | 275 | 3.54 | 295.2883 | 0.9399 | 197.3644 | 0.6282
BRADFORD WEST-MONK FRYSTON | BRADFORD WEST-1 | MONK FRYSTON-1 | 16.883 | 0.2887 | 3.5454 | 275 | 3.54 | 75.6021 | 0.2406 | 50.5308 | 0.1608
BREDBURY-STALYBRIDGE | BREDBURY | STALYBRIDGE-1 | 19.612 | 0.3354 | 4.1185 | 275 | 3.54 | 87.8225 | 0.2795 | 58.6987 | 0.1868
BRIMSDOWN-WALTHAM CROSS | BRIMSDOWN | WALTHAM CROSS-1 | 43.167 | 0.1845 | 2.2663 | 275 | 14.16 | 773.2073 | 2.4612 | 516.7953 | 1.645
BRINSWORTH-CHESTERFIELD | BRINSWORTH-1 | CHESTERFIELD | 7.839 | 0.067 | 0.8231 | 275 | 7.08 | 70.2061 | 0.2235 | 46.9243 | 0.1494
BRINSWORTH-TINSLEY PARK | BRINSWORTH-1 | TINSLEY PARK | 22.375 | 0.1913 | 2.3494 | 275 | 7.08 | 200.3905 | 0.6379 | 133.9368 | 0.4263
BUSBY-GIFFNOCK | BUSBY | GIFFNOCK | 10.34 | 0.0884 | 1.0857 | 275 | 7.08 | 92.605 | 0.2948 | 61.8952 | 0.197
BUSBY-NEILSTON | BUSBY | NEILSTON-1 | 5 | 0.0855 | 1.05 | 275 | 3.54 | 22.39 | 0.0713 | 14.965 | 0.0476
BUSHBURY-DRAKELOW | BUSHBURY | DRAKELOW-1 | 51.189 | 0.8753 | 10.7497 | 275 | 3.54 | 229.2243 | 0.7296 | 153.2087 | 0.4877
BUSTLEHOLM-NECHELSS | BUSTLEHOLM-1 | NECHELLS | 21.653 | 0.1851 | 2.2736 | 275 | 7.08 | 193.9243 | 0.6173 | 129.6149 | 0.4126
CAIRNFORD-KINTORE | CAIRNFORD | KINTORE | 41.08 | 0.7025 | 8.6268 | 275 | 3.54 | 183.9563 | 0.5856 | 122.9524 | 0.3914
CAMBRIDGE ARMS-IRON ACTON | IRON ACTON | CAMBRIDGE ARMS | 10.296 | 0.088 | 1.0811 | 275 | 7.08 | 92.211 | 0.2935 | 61.6319 | 0.1962
CARDIFF EAST-COWBRIDGE | CARDIFF EAST | COWBRIDGE | 11.543 | 1.1543 | 10.9543 | 275 | 1.431 | 82.5094 | 0.2626 | 34.5482 | 0.11
CARDIFF EAST-USKMOUTH | CARDIFF EAST | USKMOUTH | 18.351 | 0.8313 | 7.8524 | 275 | 1.431 | 59.1453 | 0.1883 | 54.9245 | 0.1748
CARRINGTON-SOUTH MANCHESTER | CARRINGTON-1 | SOUTH MANCHESTER | 27.881 | 0.2384 | 2.9275 | 275 | 7.08 | 249.7023 | 0.7948 | 166.8957 | 0.5312
CILFYNYDD-UPPER BOAT | CLIFYNYDD-1 | UPPER BOAT | 13.525 | 0.6323 | 5.8496 | 275 | 4 | 262.2227 | 0.8347 | 80.9606 | 0.2577
CLYDES MILL-EASTERHOUSE | CLYDES MILL | EASTERHOUSE | 4.303 | 0.0736 | 0.9036 | 275 | 3.54 | 19.2688 | 0.0613 | 12.8789 | 0.041
COVENTRY-BERKSWELL | COVENTRY | BERKSWELL | 10.1 | 0.0864 | 1.0605 | 275 | 7.08 | 90.4556 | 0.2879 | 60.4586 | 0.1924
COVENTRY-NECHELLS | COVENTRY | NECHELLS | 27.698 | 0.4736 | 5.8166 | 275 | 3.54 | 124.0316 | 0.3948 | 82.9001 | 0.2639
COVENTRY-RATCLIFF ON SOAR | COVENTRY | RATCLIFFE ON SOAR-1 | 6.76 | 0.1156 | 1.4196 | 275 | 3.54 | 30.2713 | 0.0964 | 20.2327 | 0.0644
COWBRIDGE-ABERTHAW | COWBRIDGE | ABERTHAW | 49.051 | 0.3826 | 4.1203 | 275 | 1.96 | 49.6887 | 0.1582 | 146.8096 | 0.4673
COWBRIDGE-PYLE | COWBRIDGE | PYLE | 102.197 | 1.022 | 7.0516 | 275 | 1.956 | 83.8015 | 0.2667 | 305.8756 | 0.9736
COYLRON WEST-COYLTON | COYLTON WEST | COYLTON | 9.71 | 0.083 | 1.0195 | 275 | 7.08 | 86.9628 | 0.2768 | 58.1241 | 0.185
COYLTON-MARK HILL | MARK HILL | COYLTON | 1.32 | 0.0226 | 0.2772 | 275 | 3.54 | 5.911 | 0.0188 | 3.9508 | 0.0126
COYLTON-NEW CUMNOCK | COYLTON | NEW CUMNOCK | 49.5 | 0.4232 | 5.1975 | 275 | 7.08 | 443.322 | 1.4111 | 296.307 | 0.9432
CPYLTON WEST-KIMARNOCK SOUTH | COYLTON WEST | KILMARNOCK SOUTH-1 | 17.946 | 0.1534 | 1.8843 | 275 | 7.08 | 160.7244 | 0.5116 | 107.4248 | 0.3419
CREYKE DECK-HEDON | CREYKE DECK-1 | HEDON | 91.645 | 1.5671 | 19.2454 | 275 | 3.54 | 410.3863 | 1.3063 | 274.2935 | 0.8731
CREYKE DECK-SALTEND NORTH | CREYKE DECK-1 | SALTEND NORTH | 22.6 | 0.3865 | 4.746 | 275 | 3.54 | 101.2028 | 0.3221 | 67.6418 | 0.2153
CRUACHAN-DALMALLY | CRUACHAN | DALMALLY | 12.79 | 0.1094 | 1.3429 | 275 | 7.08 | 114.5472 | 0.3646 | 76.5609 | 0.2437
CURRIE-GRANGEMOUTH | CURRIE | GRANGEMOUTH | 13.658 | 0.2336 | 2.8682 | 275 | 3.54 | 61.1605 | 0.1947 | 40.8784 | 0.1301
CURRIE-SIGHTHILL | CURRIE | SIGHTHILL | 55.76 | 0.4767 | 5.8548 | 275 | 7.08 | 499.3866 | 1.5896 | 333.7794 | 1.0625
DAINES-1-CARRINGTON-1 | DAINES-1 | CARRINGTON-1 | 10.977 | 0.0939 | 1.1526 | 275 | 7.08 | 98.31 | 0.3129 | 65.7083 | 0.2092
DALLAS-KNOCKNAGAEL | DALLAS | KNOCKNAGAEL | 60.22 | 1.0298 | 12.6462 | 275 | 3.54 | 269.6652 | 0.8584 | 180.2385 | 0.5737
DALMARNOK-CHARLOTTE STREET | DALMARNOK | CHARLOTTE STREET | 14.72 | 0.1259 | 1.5456 | 275 | 7.08 | 131.8323 | 0.4196 | 88.1139 | 0.2805
DALMARNOK-CLYDES MILL | CLYDES MILL | DALMARNOK | 4.21 | 0.036 | 0.442 | 275 | 7.08 | 37.7048 | 0.12 | 25.2011 | 0.0802
DANIES-SOUTH MANCHESTER | DAINES-1 | SOUTH MANCHESTER | 1 | 0.0086 | 0.105 | 275 | 7.08 | 8.956 | 0.0285 | 5.986 | 0.0191
DENNY-BONNYBRIDGE(1) | DENNY-1 | BONNYBRIDGE | 16.35 | 0.1398 | 1.7168 | 275 | 7.08 | 146.4306 | 0.4661 | 97.8711 | 0.3115
DENNY-LONGANNET | DENNY-1 | LONGANNET | 32.18 | 0.2751 | 3.3789 | 275 | 7.08 | 288.2041 | 0.9174 | 192.6295 | 0.6132
DOUNREAY-CONNAGILL | DOUNREAY | CONNAGILL | 10.34 | 0.1768 | 2.1714 | 275 | 3.54 | 46.3025 | 0.1474 | 30.9476 | 0.0985
DOUNREAY-THURSO SOUTH | DOUNREAY | THURSO SOUTH | 15.4 | 0.1317 | 1.617 | 275 | 7.08 | 137.9224 | 0.439 | 92.1844 | 0.2934
DRUMCHAPEL-WINDYHILL | DRUMCHAPEL | WINDYHILL-1 | 9.577 | 0.0819 | 1.0056 | 275 | 7.08 | 85.7716 | 0.273 | 57.3279 | 0.1825
EALING-WILLESDEN | EALING | WILLESDEN-1 | 19.658 | 0.3362 | 4.1282 | 275 | 3.54 | 88.0285 | 0.2802 | 58.8364 | 0.1873
EAST KILBRIDE SOUTH-STRATHAVEN | STRATHAVEN-1 | EAST KILBRIDE SOUTH | 29.58 | 0.5058 | 6.2118 | 275 | 3.54 | 132.4592 | 0.4216 | 88.5329 | 0.2818
EAST KILBRIDE SOUTH-WHITELEE | EAST KILBRIDE SOUTH | WHITELEE | 5.8 | 0.0992 | 1.218 | 275 | 3.54 | 25.9724 | 0.0827 | 17.3594 | 0.0553
EAST KILBRIDE SOUTH-WHITELEE EXT | EAST KILBRIDE SOUTH | WHITELEE EXT | 6 | 0.1026 | 1.26 | 275 | 3.54 | 26.868 | 0.0855 | 17.958 | 0.0572
EAST KILBRIDE-CLYDES MILL | EAST KILBRIDE-1 | CLYDES MILL | 8.75 | 0.1496 | 1.8375 | 275 | 3.54 | 39.1825 | 0.1247 | 26.1888 | 0.0834
EAST KILBRIDE-STRATHAVEN | STRATHAVEN-1 | EAST KILBRIDE-1 | 5.278 | 0.0451 | 0.5542 | 275 | 7.08 | 47.2698 | 0.1505 | 31.5941 | 0.1006
EASTERHOUSE-LONGANNET | EASTERHOUSE | LONGANNET | 7.39 | 0.1264 | 1.5519 | 275 | 3.54 | 33.0924 | 0.1053 | 22.1183 | 0.0704
ELLAND-FERRY BRIDGE | ELLAND | FERRYBRIDGE-1 | 10.37 | 0.1773 | 2.1777 | 275 | 3.54 | 46.4369 | 0.1478 | 31.0374 | 0.0988
ELLAND-KIRKSTALL | ELLAND | KIRKSTALL | 48.084 | 0.8222 | 10.0976 | 275 | 3.54 | 215.3202 | 0.6854 | 143.9154 | 0.4581
ELSTREE-MILL HILL | ELSTREE-1 | MILL HILL | 39.6 | 0.3386 | 4.158 | 275 | 7.08 | 354.6576 | 1.1289 | 237.0456 | 0.7545
ELSTREE-WARLEY | ELSTREE-1 | WARLEY | 59.469 | 0.5085 | 6.2442 | 275 | 7.08 | 532.6044 | 1.6953 | 355.9814 | 1.1331
ELVANFOOT-CLYDE NORTH | ELVANFOOT-1 | CLYDE NORTH | 54.57 | 0.9331 | 11.4597 | 275 | 3.54 | 244.3645 | 0.7778 | 163.328 | 0.5199
ELVANFOOT-CLYDE SOUTH | ELVANFOOT-1 | CLYDE SOUTH | 6.2 | 0.106 | 1.302 | 275 | 3.54 | 27.7636 | 0.0884 | 18.5566 | 0.0591
FASNAKYLE-BEAULY | FASNAKYLE | BEAULY-1 | 25.3 | 0.4326 | 5.313 | 275 | 3.54 | 113.2934 | 0.3606 | 75.7229 | 0.241
FECKENHAM-1-BERKSWELL | FECKENHAM-1 | BERKSWELL | 18.688 | 0.3196 | 3.9245 | 275 | 3.54 | 83.6849 | 0.2664 | 55.9332 | 0.178
FERRYBRIDGE-MONK FRYSTON | FERRYBRIDGE-1 | MONK FRYSTON-1 | 42.517 | 0.3635 | 4.4643 | 275 | 7.08 | 380.7823 | 1.2121 | 254.5068 | 0.8101
FETTERESSO-TEALING | FETTERESSO | TEALING | 83.55 | 1.4287 | 17.5455 | 275 | 3.54 | 374.1369 | 1.1909 | 250.0652 | 0.796
FIRTH OF FORTH ONSHORE | FIRTH OF FORCE ONSHORE | TEALING | 1 | 0.0171 | 0.21 | 275 | 3.54 | 4.478 | 0.0143 | 2.993 | 0.0095
FORT AUGUSTUS-FASNAKYLE | FORT AUGUSTUS-1 | FASNAKYLE | 25.4 | 0.4343 | 5.334 | 275 | 3.54 | 113.7412 | 0.362 | 76.0222 | 0.242
FORT AUGUSTUS-MELGARVE SUBSTATION | FORT AUGUSTUS-1 | MELGARVE SUBSTATION | 24.01 | 0.4106 | 5.0421 | 275 | 3.54 | 107.5168 | 0.3422 | 71.8619 | 0.2287
FORT AUGUSTUS-TUMMEL | FORT AUGUSTUS-1 | TUMMEL | 77.2 | 1.3201 | 16.212 | 275 | 3.54 | 345.7016 | 1.1004 | 231.0596 | 0.7355
FOURSTONES-STELLA WEST | FOURSTONES | STELLA WEST-1 | 41.095 | 0.7027 | 8.6299 | 275 | 3.54 | 184.0234 | 0.5858 | 122.9973 | 0.3915
FOYERS-FARIGAIG | FARIGAIG | FOYERS | 8 | 0.0684 | 0.84 | 275 | 7.08 | 71.648 | 0.2281 | 47.888 | 0.1524
FRODSHAM-FIDDLERS FERRY | FRODSHAM-1 | FIDDLERS FERRY | 0 | 0 | 0 | 275 | 7.08 | 0 | 0 | 0 | 0
FYRISH-LOCH BUIDHE | FYRISH | LOCH BUIDHE | 35.93 | 0.3072 | 3.7727 | 275 | 7.08 | 321.7891 | 1.0243 | 215.077 | 0.6846
GLENROTHES BOUNDARY-GLENROTHES | GLENROTHES | GLENROTHES BOUNDARY | 7.11 | 0.1216 | 1.4931 | 275 | 3.54 | 31.8386 | 0.1013 | 21.2802 | 0.0677
GLENROTHES BOUNDARY-TEALING | GLENROTHES BOUNDARY | TEALING | 38.8 | 0.6635 | 8.148 | 275 | 3.54 | 173.7464 | 0.5531 | 116.1284 | 0.3696
GORDONBUSH-DOUNREAY | GORDONBUSH | DOUNREAY | 58.1 | 0.9935 | 12.201 | 275 | 3.54 | 260.1718 | 0.8282 | 173.8933 | 0.5535
GREYSTONES-WILTON | GREYSTONES | WILTON | 1.166 | 0.005 | 0.0612 | 275 | 14.16 | 20.8854 | 0.0665 | 13.9594 | 0.0444
HARKER-FOURSTONES | HARKER-1 | FOURSTONES | 41.095 | 0.7027 | 8.6299 | 275 | 3.54 | 184.0234 | 0.5858 | 122.9973 | 0.3915
HARKER-STELLA WEST | HARKER-1 | STELLA WEST-1 | 0 | 0 | 0 | 275 | 3.54 | 0 | 0 | 0 | 0
HARTLEPOOL-HARTMOOR | HARTLEPOOL | HARTMOOR | 81.444 | 1.3927 | 17.1032 | 275 | 3.54 | 364.7062 | 1.1609 | 243.7619 | 0.7759
HARTLEPOOL-HAWTHORN PIT | HARTLEPOOL | HAWTHORN PIT-1 | 13.983 | 0.2391 | 2.9364 | 275 | 3.54 | 62.6159 | 0.1993 | 41.8511 | 0.1332
HARTMOOR-HAWTHORN PIT | HARTMOOR | HAWTHORN PIT-1 | 81.444 | 1.3927 | 17.1032 | 275 | 3.54 | 364.7062 | 1.1609 | 243.7619 | 0.7759
HAWTHORN PIT-OFFERTON | HAWTHORN PIT-1 | OFFERTON | 49.164 | 0.8407 | 10.3244 | 275 | 3.54 | 220.1564 | 0.7008 | 147.1479 | 0.4684
HAWTHORN PIT-WEST BOLDON | HAWTHORN PIT-1 | WEST BOLDON | 30.697 | 0.5249 | 6.4464 | 275 | 3.54 | 137.4612 | 0.4376 | 91.8761 | 0.2925
HEDON-SALTEND SOUTH | HEDON | SALTEND SOUTH | 17.721 | 0.303 | 3.7214 | 275 | 3.54 | 79.3546 | 0.2526 | 53.039 | 0.1688
HIGH MARNHAM-CHESTERFIELD | HIGH MARNHAM-1 | CHESTERFIELD | 15.347 | 0.1312 | 1.6114 | 275 | 7.08 | 137.4477 | 0.4375 | 91.8671 | 0.2924
HINKLEY POINT-BRIDGE WATER | BRIDGE WATER | HINKLEY POINT-1 | 49.375 | 0.4222 | 5.1844 | 275 | 7.08 | 442.2025 | 1.4076 | 295.5587 | 0.9408
HUMBER GATEWAY OFFSHORE-ONSHORE | HUMBER GATEWAY ONSHORE | HUMBER GATEWAY OFFSHORE | 0 | 0 | 0 | 275 | 7.08 | 0 | 0 | 0 | 0
HUMBER GATEWAY ONSHORE-HEDON | HEDON | HUMBER GATEWAY ONSHORE | 0 | 0 | 0 | 275 | 7.08 | 0 | 0 | 0 | 0
HURST-NEW CROSS | NEW CROSS | HURST | 7.777 | 0.0665 | 0.8166 | 275 | 7.08 | 69.6508 | 0.2217 | 46.5531 | 0.1482
INVERARNAN BORDER NODE-INVERARNAN | INVERARNAN BORDER NODE | INVERARNAN | 3.413 | 0.0292 | 0.3584 | 275 | 7.08 | 30.5668 | 0.0973 | 20.4302 | 0.065
INVERARNAN-DALMALLY | INVERARNAN | DALMALLY | 3.21 | 0.0549 | 0.6741 | 275 | 3.54 | 14.3744 | 0.0458 | 9.6075 | 0.0306
IRON ACTON-MELKSHAM | IRON ACTON | MELKSHAM-1 | 1 | 0.0086 | 0.105 | 275 | 7.08 | 8.956 | 0.0285 | 5.986 | 0.0191
IVER-WATFORD SOUTH | IVER-1 | WATFORD SOUTH | 25.994 | 0.2222 | 2.7294 | 275 | 7.08 | 232.8023 | 0.741 | 155.6001 | 0.4953
IVER-WEST WEYBRIDGE | IVER-1 | WEST WEYBRIDGE-1 | 15.129 | 0.2587 | 3.1771 | 275 | 3.54 | 67.7477 | 0.2156 | 45.2811 | 0.1441
JORDANTHORPE-RINSWORTH | JORDANTHORPE | BRINSWORTH-1 | 5.97 | 0.1021 | 1.2537 | 275 | 3.54 | 26.7337 | 0.0851 | 17.8682 | 0.0569
KAIMES-COCKENZIE | KAIMES | COCKENZIE-1 | 8.3 | 0.1419 | 1.743 | 275 | 3.54 | 37.1674 | 0.1183 | 24.8419 | 0.0791
KAIMES-CURRIE | KAIMES | CURRIE | 42.18 | 0.3606 | 4.4289 | 275 | 7.08 | 377.7641 | 1.2025 | 252.4895 | 0.8037
KEARSLEY-WHITEGATE | KEARSLEY-1 | WHITFGATE | 41.067 | 0.3511 | 4.312 | 275 | 7.08 | 367.7961 | 1.1707 | 245.8271 | 0.7825
KILMARNOCK TOWN-KILMARNOCK SOUTH | KILMARNOCK TOWN | KILMARNOCK SOUTH-1 | 12.57 | 0.1075 | 1.3198 | 275 | 7.08 | 112.5769 | 0.3583 | 75.244 | 0.2395
KINCARDINE BOUNDARY-FETTERESSO | KINCARDINE BOUNDARY | FETTERESSO | 137.33 | 2.3483 | 28.8393 | 275 | 3.54 | 614.9637 | 1.9575 | 411.0287 | 1.3083
KINCARDINE BOUNDARY-KINCARDINE | KINCARDINE BOUNDARY | KINCARDINE | 10.71 | 0.0916 | 1.1245 | 275 | 7.08 | 95.9188 | 0.3053 | 64.1101 | 0.2041
KINCARDINE-CURRIE | KINCARDINE | CURRIE | 9.35 | 0.1599 | 1.9635 | 275 | 3.54 | 41.8693 | 0.1333 | 27.9846 | 0.0891
KINCARDINE-GRANGEMOUTH | KINCARDINE | GRANGEMOUTH | 4.11 | 0.0703 | 0.8631 | 275 | 3.54 | 18.4046 | 0.0586 | 12.3012 | 0.0392
KINTORE-FETTERESSO | KINTORE | FETTERESSO | 32.15 | 0.2749 | 3.3758 | 275 | 7.08 | 287.9354 | 0.9165 | 192.4499 | 0.6126
KINTORE-PERSLEY | KINTORE | PERSLEY | 28.2 | 0.4822 | 5.922 | 275 | 3.54 | 126.2796 | 0.402 | 84.4026 | 0.2687
KINTORE-PETERHEAD | KINTORE | PETERHEAD | 50.4 | 0.8618 | 10.584 | 275 | 3.54 | 225.6912 | 0.7184 | 150.8472 | 0.4802
KINTORE-TEALING | KINTORE | TEALING | 100.6 | 0.8601 | 10.563 | 275 | 7.08 | 900.9736 | 2.8679 | 602.1916 | 1.9168
KIRKBY-RAINHILL | KIRKBY | RAINHILL | 10.239 | 0.0875 | 1.0751 | 275 | 7.08 | 91.7005 | 0.2919 | 61.2907 | 0.1951
KIRKSTALL-BRADFORD WEST | KIRKSTALL | BRADFORD WEST-1 | 33.03 | 0.5648 | 6.9363 | 275 | 3.54 | 147.9083 | 0.4708 | 98.8588 | 0.3147
KIRKSTALL-SKELTON GRANGE | KIRKSTALL | SKELTON GRANGE | 17.685 | 0.3024 | 3.7138 | 275 | 3.54 | 79.1934 | 0.2521 | 52.9312 | 0.1685
KITWELL-OCKER HILL | KITWELL | OCKER HILL | 17.313 | 0.2961 | 3.6357 | 275 | 3.54 | 77.5276 | 0.2468 | 51.8178 | 0.1649
KITWELL-OLDBURY | KITWELL | OLDBURY-1 | 8.608 | 0.1472 | 1.8077 | 275 | 3.54 | 38.5466 | 0.1227 | 25.7637 | 0.082
KNARESBOROUGH-POPPLETON | KNARESBORUGH | POPPLETON | 8.301 | 0.1419 | 1.7432 | 275 | 3.54 | 37.1719 | 0.1183 | 24.8449 | 0.0791
KNOCKNAGAEL-TOMATIN | KNOCKNAGAEL | TOMATIN | 18.6 | 0.159 | 1.953 | 275 | 7.08 | 166.5816 | 0.5302 | 111.3396 | 0.3544
KNOCKNAGALE-FARIGAIG | KNOCKNAGAEL | FARIGAIG | 14.9 | 0.1274 | 1.5645 | 275 | 7.08 | 133.4444 | 0.4248 | 89.1914 | 0.2839
KNOCKNOGAEL-BEAULY | KNOCKNAGAEL | BEAULY-1 | 16.8 | 0.1436 | 1.764 | 275 | 7.08 | 150.4608 | 0.4789 | 100.5648 | 0.3201
LACKENBY-GREYSTONES | LACKENBY-1 | GREYSTONES | 49.379 | 0.2815 | 3.4565 | 275 | 10.62 | 663.3575 | 2.1115 | 443.3741 | 1.4113
LACKENBY-SALTHOLME | LACKENBY-1 | SALTHOLME | 49.192 | 0.8412 | 10.3303 | 275 | 3.54 | 220.2818 | 0.7012 | 147.2317 | 0.4687
LACKENBY-TOD POINT | LACKENBY-1 | TOD POINT | 38.672 | 0.6613 | 8.1211 | 275 | 3.54 | 173.1732 | 0.5512 | 115.7453 | 0.3684
LALEHAM-EALING | LALEHAM | EALING | 25.403 | 0.2172 | 2.6673 | 275 | 7.08 | 227.5093 | 0.7242 | 152.0624 | 0.484
LALEHAM-IVER | LALEHAM | IVER-1 | 14.364 | 0.2456 | 3.0164 | 275 | 3.54 | 64.322 | 0.2047 | 42.9915 | 0.1368
LALEHAM-WEST WAYBRIDGE | - LALEHAM | WEST WEYBRIDGE-1 | 21.224 | 0.3629 | 4.457 | 275 | 3.54 | 95.0411 | 0.3025 | 63.5234 | 0.2022
LAMBHILL-DENNY | LAMBHILL | DENNY-1 | 31.991 | 0.547 | 6.7181 | 275 | 3.54 | 143.2557 | 0.456 | 95.7491 | 0.3048
LAMBHILL-PORT DUNDAS | LAMBHILL | PORT DUNDAS | 3.94 | 0.0337 | 0.4137 | 275 | 7.08 | 35.2866 | 0.1123 | 23.5848 | 0.0751
LISTER DRIVE-KIRKBY | LISTER DRIVE | KIRKBY | 2.939 | 0.0251 | 0.3086 | 275 | 7.08 | 26.3217 | 0.0838 | 17.5929 | 0.056
LITTLEBROOK-HURST | LITTLEBROOK-1 | HURST | 26.613 | 0.2275 | 2.7944 | 275 | 7.08 | 238.346 | 0.7587 | 159.3054 | 0.5071
LOCH BUIDHE-CONNAGILL | LOCH BUIDHE | CONNAGILL | 76.34 | 1.3054 | 16.0314 | 275 | 3.54 | 341.8505 | 1.0881 | 228.4856 | 0.7273
LOCH BUIDHE-STRATHBRORA | LOCH BUIDHE | STRATHBRORA | 18.9 | 0.3232 | 3.969 | 275 | 3.54 | 84.6342 | 0.2694 | 56.5677 | 0.1801
LONGANNET-CLYDES MILL | LONGANNET | CLYDES MILL | 5.62 | 0.0961 | 1.1802 | 275 | 3.54 | 25.1664 | 0.0801 | 16.8207 | 0.0535
LONGANNET-KINCARDINE | LONGANNET | KINCARDINE | 10.71 | 0.0916 | 1.1245 | 275 | 7.08 | 95.9188 | 0.3053 | 64.1101 | 0.2041
LONGANNET-MOSSOMORRAN | LONGANNET | MOSSOMORRAN | 0 | 0 | 0 | 275 | 3.54 | 0 | 0 | 0 | 0
LONGANNET-WESTFIELD | LONGANNET | WESTFIELD | 31.69 | 0.5419 | 6.6549 | 275 | 3.54 | 141.9078 | 0.4517 | 94.8482 | 0.3019
Line(2) | MOYLW SUB | AUCHENCROSS | 0 | 0 | 0 | 275 | 3.54 | 0 | 0 | 0 | 0
MACCLESFIELD-BREDBURY | MACCLESFIELD-1 | BREDBURY | 51.155 | 0.8748 | 10.7425 | 275 | 3.54 | 229.0721 | 0.7292 | 153.1069 | 0.4874
MARK HILL-KILGALLIOCH | MARK HILL | KILGALLIOCH | 3.29 | 0.0563 | 0.6909 | 275 | 3.54 | 14.7326 | 0.0469 | 9.847 | 0.0313
MELGARVE SUBSTATION-TUMMEL | MELGARVE SUBSTATION | TUMMEL | 53.19 | 0.9095 | 11.1699 | 275 | 3.54 | 238.1848 | 0.7582 | 159.1977 | 0.5067
MONK FRYSTON-KNARESBOROUGH | MONK FRYSTON-1 | KNARESBORUGH | 13.96 | 0.2387 | 2.9316 | 275 | 3.54 | 62.5129 | 0.199 | 41.7823 | 0.133
MONK FRYSTON-POPPLETON | MONK FRYSTON-1 | POPPLETON | 13.75 | 0.2351 | 2.8875 | 275 | 3.54 | 61.5725 | 0.196 | 41.1538 | 0.131
MORAY EAST ONSHORE SUBSTATION-NEW DEER | NEW DEER | MORAY EAST ONSHORE SUBSTATION | 0 | 0 | 0 | 275 | 10.62 | 0 | 0 | 0 | 0
MOSSOMORRAN-WESTFIELD | MOSSOMORRAN | WESTFIELD | 0.96 | 0.0164 | 0.2016 | 275 | 3.54 | 4.2989 | 0.0137 | 2.8733 | 0.0091
NECHELLS-HAMS HALL | NECHELLS | HAMS HALL-1 | 1 | 0.0171 | 0.21 | 275 | 3.54 | 4.478 | 0.0143 | 2.993 | 0.0095
NEEPSEND-PITSMOOR | NEEPSEND | PITSMOOR | 37.492 | 0.6411 | 7.8733 | 275 | 3.54 | 167.8892 | 0.5344 | 112.2136 | 0.3572
NEEPSEND-SHEFFIELD CITY | NEEPSEND | SHEFFIELD CITY | 41.619 | 0.7117 | 8.74 | 275 | 3.54 | 186.3699 | 0.5932 | 124.5657 | 0.3965
NEEPSEND-STOCKSBRIDGE | NEEPSEND | STOCKSBRIDGE-1 | 4.826 | 0.0825 | 1.0135 | 275 | 3.54 | 21.6108 | 0.0688 | 14.4442 | 0.046
NEILSTON-EAST KILBRIDE SOUTH | NEILSTON-1 | EAST KILBRIDE SOUTH | 4.79 | 0.0819 | 1.0059 | 275 | 3.54 | 21.4496 | 0.0683 | 14.3365 | 0.0456
NEW CROSS-WIMBLEDON | NEW CROSS | WIMBLEDON-1 | 12.801 | 0.1094 | 1.3441 | 275 | 7.08 | 114.6458 | 0.3649 | 76.6268 | 0.2439
NEW DEER-ROTHIENORMAN | NEW DEER | ROTHIENORMAN | 17.32 | 0.1481 | 1.8186 | 275 | 7.08 | 155.1179 | 0.4938 | 103.6775 | 0.33
NEWARTHILL-COATBRIDGE | NEWARTHILL | COATBRIDGE | 21.78 | 0.1862 | 2.2869 | 275 | 7.08 | 195.0617 | 0.6209 | 130.3751 | 0.415
NEWARTHILL-EASTERHOUSE | NEWARTHILL | EASTERHOUSE | 45.82 | 0.7835 | 9.6222 | 275 | 3.54 | 205.182 | 0.6531 | 137.1393 | 0.4365
NEWARTHILL-WISHAW | NEWARTHILL | WISHAW-1 | 16.1 | 0.1377 | 1.6905 | 275 | 7.08 | 144.1916 | 0.459 | 96.3746 | 0.3068
NORTON LEES-BRINSWORTH | NORTON LEES | BRINSWORTH-1 | 22.684 | 0.3879 | 4.7636 | 275 | 3.54 | 101.579 | 0.3233 | 67.8932 | 0.2161
NORTON LEES-JORDANTHORPE | NORTON LEES | JORDANTHORPE | 14.317 | 0.2448 | 3.0066 | 275 | 3.54 | 64.1115 | 0.2041 | 42.8508 | 0.1364
NORTON-HAWTHORN PIT | NORTON-1 | HAWTHORN PIT-1 | 18.433 | 0.3152 | 3.8709 | 275 | 3.54 | 82.543 | 0.2627 | 55.17 | 0.1756
NORTON-STALHOLME | NORTON-1 | SALTHOLME | 83.839 | 0.7168 | 8.8031 | 275 | 7.08 | 750.8621 | 2.3901 | 501.8602 | 1.5975
OCKER HILL-BERKSWELL | OCKER HILL | BERKSWELL | 18.668 | 0.3192 | 3.9203 | 275 | 3.54 | 83.5953 | 0.2661 | 55.8733 | 0.1779
OCKER HILL-WILLENHALL | OCKER HILL | WILLENHALL | 23.134 | 0.1978 | 2.4291 | 275 | 7.08 | 207.1881 | 0.6595 | 138.4801 | 0.4408
OFFERTON-WEST BOLDON | OFFERTON | WEST BOLDON | 4.906 | 0.0839 | 1.0303 | 275 | 3.54 | 21.9691 | 0.0699 | 14.6837 | 0.0467
PENIN-BISHOPS WOOD | PENIN-1 | BISHOPS WOOD | 27.111 | 0.4636 | 5.6933 | 275 | 3.54 | 121.4031 | 0.3864 | 81.1432 | 0.2583
PENIN-BUSHBURY | PENIN-1 | BUSHBURY | 51.183 | 0.8752 | 10.7484 | 275 | 3.54 | 229.1975 | 0.7296 | 153.1907 | 0.4876
PERSLEY-PETERHEAD | PERSLEY | PETERHEAD | 47.6 | 0.814 | 9.996 | 275 | 3.54 | 213.1528 | 0.6785 | 142.4668 | 0.4535
PETERHEAD-NEW DEER | PETERHEAD | NEW DEER | 30.04 | 0.2568 | 3.1542 | 275 | 7.08 | 269.0383 | 0.8564 | 179.8194 | 0.5724
PITSMOOR-NORTON LEES | PITSMOOR | NORTON LEES | 7.511 | 0.1284 | 1.5773 | 275 | 3.54 | 33.6343 | 0.1071 | 22.4804 | 0.0716
PITSMOOR-TEMPLEBOROUGH | PITSMOOR | TEMPLEBOROUGH | 31.939 | 0.5462 | 6.7072 | 275 | 3.54 | 143.0228 | 0.4553 | 95.5934 | 0.3043
PITSMOOR-WINCOBANK | PITSMOOR | WINCOBANK | 32.087 | 0.5487 | 6.7383 | 275 | 3.54 | 143.6856 | 0.4574 | 96.0364 | 0.3057
PORT DUNDAS-WEST GEORGE STREET | PORT DUNDAS | WEST GEORGE STREET | 7.98 | 0.0682 | 0.8379 | 275 | 7.08 | 71.4689 | 0.2275 | 47.7683 | 0.1521
PORTOBELLO-SHRUBHILL | PORTOBELLO | SHRUBHILL | 7.98 | 0.0682 | 0.8379 | 275 | 7.08 | 71.4689 | 0.2275 | 47.7683 | 0.1521
PYLE-ABERTHAW | PYLE | ABERTHAW | 26.121 | 1.3766 | 10.9839 | 275 | 1.96 | 131.5976 | 0.4189 | 78.1802 | 0.2489
PYLE-MARGAM | PYLE | MARGAM | 36.477 | 0.1605 | 1.9187 | 275 | 2.527 | 23.3453 | 0.0743 | 109.1757 | 0.3475
RAINHILL-FIDDLERS FERRY | RAINHILL | FIDDLERS FERRY | 9.145 | 0.0782 | 0.9602 | 275 | 7.08 | 81.9026 | 0.2607 | 54.742 | 0.1742
REDBRIDGE-BARKING | REDBRIDGE | BARKING-1 | 19.649 | 0.168 | 2.0631 | 275 | 7.08 | 175.9765 | 0.5602 | 117.6189 | 0.3744
REDBRIDGE-TOTTENHAM | REDBRIDGE | TOTTENHAM | 21.684 | 0.1854 | 2.2768 | 275 | 7.08 | 194.2019 | 0.6182 | 129.8004 | 0.4132
ROCHDALE-STALYBRIDGE | ROCHDALE-1 | STALYBRIDGE-1 | 14.753 | 0.2523 | 3.0981 | 275 | 3.54 | 66.0639 | 0.2103 | 44.1557 | 0.1406
ROCHDALE-WHITEGATE | ROCHDALE-1 | WHITFGATE | 34.34 | 0.2936 | 3.6057 | 275 | 7.08 | 307.549 | 0.979 | 205.5592 | 0.6543
ROTHIENORMAN-KINTORE | ROTHIENORMAN | KINTORE | 23.24 | 0.1987 | 2.4402 | 275 | 7.08 | 208.1375 | 0.6625 | 139.1146 | 0.4428
SALTEND SOUTH-SALTEND NORTH | SALTEND SOUTH | SALTEND NORTH | 5.461 | 0.0934 | 1.1468 | 275 | 3.54 | 24.4544 | 0.0778 | 16.3448 | 0.052
SALTHOLME-HARTLEPOOL | SALTHOLME | HARTLEPOOL | 17.287 | 0.2956 | 3.6303 | 275 | 3.54 | 77.4112 | 0.2464 | 51.74 | 0.1647
SEAGREEN ONE 275KV ONSHORE-TEALING | SEAGREEN ONE 275KV ONSHORE | TEALING | 0 | 0 | 0 | 275 | 10.62 | 0 | 0 | 0 | 0
SHEFFIELD CITY-NORTON LEES | SHEFFIELD CITY | NORTON LEES | 7.511 | 0.1284 | 1.5773 | 275 | 3.54 | 33.6343 | 0.1071 | 22.4804 | 0.0716
SKELTON GRANGE-FERRYBRIDGE | SKELTON GRANGE | FERRYBRIDGE-1 | 8.287 | 0.0709 | 0.8701 | 275 | 7.08 | 74.2184 | 0.2362 | 49.606 | 0.1579
SMEATON-COCKENZIE | SMEATON-1 | COCKENZIE-1 | 18.29 | 0.3128 | 3.8409 | 275 | 3.54 | 81.9026 | 0.2607 | 54.742 | 0.1742
SMEATON-KAIMES | SMEATON-1 | KAIMES | 1 | 0.0171 | 0.21 | 275 | 3.54 | 4.478 | 0.0143 | 2.993 | 0.0095
SMEATON-PORTOBELLO | SMEATON-1 | PORTOBELLO | 4.96 | 0.0424 | 0.5208 | 275 | 7.08 | 44.4218 | 0.1414 | 29.6906 | 0.0945
SOUTH MANCHESTER-BREDBURY | SOUTH MANCHESTER | BREDBURY | 59.3 | 1.014 | 12.453 | 275 | 3.54 | 265.5454 | 0.8453 | 177.4849 | 0.565
SOUTH SHILELDS-TYNEMOUTH2 | SOUTH SHIELDS | TYNEMOUTH2 | 37.795 | 0.6463 | 7.9369 | 275 | 3.54 | 169.246 | 0.5387 | 113.1204 | 0.3601
STALYBRIDGE-ELLAND | STALYBRIDGE-1 | ELLAND | 45.565 | 0.7792 | 9.5686 | 275 | 3.54 | 204.0401 | 0.6495 | 136.376 | 0.4341
STRATHAVEN-BUSBY | STRATHAVEN-1 | BUSBY | 20.24 | 0.3461 | 4.2504 | 275 | 3.54 | 90.6347 | 0.2885 | 60.5783 | 0.1928
STRATHBRORA-GORDONBUSH | GORDONBUSH | STRATHBRORA | 10.3 | 0.1761 | 2.163 | 275 | 3.54 | 46.1234 | 0.1468 | 30.8279 | 0.0981
TEALING-KINCARDINE BOUNDARY | TEALING | KINCARDINE BOUNDARY | 86.16 | 1.4733 | 18.0936 | 275 | 3.54 | 385.8245 | 1.2281 | 257.8769 | 0.8208
TEMPLEBOROUGH-BRINSWORTH | TEMPLEBOROUGH | BRINSWORTH-1 | 16.102 | 0.1377 | 1.6907 | 275 | 7.08 | 144.2095 | 0.459 | 96.3866 | 0.3068
TEMPLEBOROUGH-WINCOBANK | TEMPLEBOROUGH | WINCOBANK | 0.64 | 0.0109 | 0.1344 | 275 | 3.54 | 2.8659 | 0.0091 | 1.9155 | 0.0061
THORPE MARSH-WEST MELTON | THORPE MARSH-1 | WEST MELTON | 3.607 | 0.0308 | 0.3787 | 275 | 7.08 | 32.3043 | 0.1028 | 21.5915 | 0.0687
THURCROFT-BRINSWORTH | THURCROFT | BRINSWORTH-1 | 2.757 | 0.0471 | 0.579 | 275 | 3.54 | 12.3458 | 0.0393 | 8.2517 | 0.0263
THURCROFT-HIGH MARNHAM | THURCROFT | HIGH MARNHAM-1 | 5.814 | 0.0994 | 1.2209 | 275 | 3.54 | 26.0351 | 0.0829 | 17.4013 | 0.0554
THURSO SOUTH-SPITTAL | THURSO SOUTH | SPITTAL | 12.1 | 0.1035 | 1.2705 | 275 | 7.08 | 108.3676 | 0.3449 | 72.4306 | 0.2306
TILBURY-WARLEY | TILBURY-1 | WARLEY | 16.348 | 0.1398 | 1.7165 | 275 | 7.08 | 146.4127 | 0.466 | 97.8591 | 0.3115
TOD POINT-HARTLEPOOL | TOD POINT | HARTLEPOOL | 31.443 | 0.5377 | 6.603 | 275 | 3.54 | 140.8018 | 0.4482 | 94.1089 | 0.2996
TOTTENHAM-BRIMSDOWN | TOTTENHAM | BRIMSDOWN | 43.167 | 0.1845 | 2.2663 | 275 | 14.16 | 773.2073 | 2.4612 | 516.7953 | 1.645
TOTTENHAM-HACKNEY | TOTTENHAM | HACKNEY-1 | 1 | 0.0086 | 0.105 | 275 | 7.08 | 8.956 | 0.0285 | 5.986 | 0.0191
TRAWSFYNYDD-1-FFESTINIOG | TRAWSFYNYDD-1 | FFESTINIOG | 10.105 | 0.7513 | 3.0017 | 275 | 2.3 | 90.5004 | 0.2881 | 60.4885 | 0.1925
TREMORFA-ABERTHAW | TREMORFA | ABERTHAW | 13.318 | 1.714 | 16.1787 | 275 | 1.431 | 156.4465 | 0.498 | 39.8608 | 0.1269
TUMMEL-BRACO | TUMMEL | BRACO | 62.8 | 1.0739 | 13.188 | 275 | 3.54 | 281.2184 | 0.8951 | 187.9604 | 0.5983
UPPER BOAT-ABERTHAW | UPPER BOAT | ABERTHAW | 46.451 | 0.6132 | 5.6717 | 275 | 4 | 254.1799 | 0.8091 | 278.0557 | 0.8851
USKMOUTH-TREMORFA | TREMORFA | USKMOUTH | 64.278 | 0.6428 | 5.3672 | 275 | 1.46 | 49.5648 | 0.1578 | 192.384 | 0.6124
USKMOUTH-WHITSON-1 | USKMOUTH | WHITSON-1 | 5.849 | 0.0608 | 0.5748 | 275 | 5.72 | 69.2522 | 0.2204 | 70.0242 | 0.2229
WASHWAY FARM-KIRKBY | WASHWAY FARM | KIRKBY | 11.236 | 0.0961 | 1.1798 | 275 | 7.08 | 100.6296 | 0.3203 | 67.2587 | 0.2141
WASHWAY FARM-PENWORTHAM | PENWORTHAM-1 | WASHWAY FARM | 0 | 0 | 0 | 275 | 7.08 | 0 | 0 | 0 | 0
WATFORD SOUTH-ELSTREE | WATFORD SOUTH | ELSTREE-1 | 12.657 | 0.1082 | 1.329 | 275 | 7.08 | 113.3561 | 0.3608 | 75.7648 | 0.2412
WES T BOLDON-HARTEPOOL | WEST BOLDON | HARTLEPOOL | 7.794 | 0.1333 | 1.6367 | 275 | 3.54 | 34.9015 | 0.1111 | 23.3274 | 0.0743
WEST BOLDON-SOUTH SHIELDS | WEST BOLDON | SOUTH SHIELDS | 29.234 | 0.4999 | 6.1391 | 275 | 3.54 | 130.9099 | 0.4167 | 87.4974 | 0.2785
WEST BOLDON-TYNEMOUTH1 | WEST BOLDON | TYNEMOUTH1 | 64.278 | 1.0992 | 13.4984 | 275 | 3.54 | 287.8369 | 0.9162 | 192.384 | 0.6124
WEST MELTON-ALDWARKE | WEST MELTON | ALDWARKE | 27.582 | 0.4717 | 5.7922 | 275 | 3.54 | 123.5122 | 0.3932 | 82.5529 | 0.2628
WEST MELTON-THURCROFT | WEST MELTON | THURCROFT | 25.213 | 0.4311 | 5.2947 | 275 | 3.54 | 112.9038 | 0.3594 | 75.4625 | 0.2402
WEST WEYBRIDGE-CHESSINGTON | WEST WEYBRIDGE-1 | CHESSINGTON | 22.694 | 0.194 | 2.3829 | 275 | 7.08 | 203.2475 | 0.647 | 135.8463 | 0.4324
WESTERMOST ROUGH OFFSHORE-HEDON | HEDON | WESTERMOST ROUGH OFFSHORE | 0 | 0 | 0 | 275 | 7.08 | 0 | 0 | 0 | 0
WESTFIELD BOUNDARY-TEALING | WESTFIELD BOUNDARY | TEALING | 38.8 | 0.6635 | 8.148 | 275 | 3.54 | 173.7464 | 0.5531 | 116.1284 | 0.3696
WESTFIELD-GLENROTHES | WESTFIELD | GLENROTHES | 14.68 | 0.251 | 3.0828 | 275 | 3.54 | 65.737 | 0.2092 | 43.9372 | 0.1399
WESTFIELD-WESTFIELD BOUNDARY | WESTFIELD | WESTFIELD BOUNDARY | 13.183 | 0.2254 | 2.7684 | 275 | 3.54 | 59.0335 | 0.1879 | 39.4567 | 0.1256
WHITEHOUSE-DEWAR PLACE | WHITEHOUSE-1 | DEWAR PLACE-1 | 31.8 | 0.2719 | 3.339 | 275 | 7.08 | 284.8008 | 0.9065 | 190.3548 | 0.6059
WHITEHOUSE-KAIMES | WHITEHOUSE-1 | KAIMES | 8.78 | 0.0751 | 0.9219 | 275 | 7.08 | 78.6337 | 0.2503 | 52.5571 | 0.1673
WHITSON-1-IRON ACTON | WHITSON-1 | IRON ACTON | 34.643 | 0.7812 | 5.6399 | 275 | 3.148 | 254.2796 | 0.8094 | 207.373 | 0.6601
WILLENHALL-BUSHBURY | WILLENHALL | BUSHBURY | 38.153 | 0.6524 | 8.0121 | 275 | 3.54 | 170.8491 | 0.5438 | 114.1919 | 0.3635
WIMBLEDON-BEDDINGTON | WIMBLEDON-1 | BEDDINGTON-1 | 15.872 | 0.1357 | 1.6666 | 275 | 7.08 | 142.1496 | 0.4525 | 95.0098 | 0.3024
WINDYHILL-DALMALLY | WINDYHILL-1 | DALMALLY | 22.55 | 0.3856 | 4.7355 | 275 | 3.54 | 100.9789 | 0.3214 | 67.4921 | 0.2148
WINDYHILL-INVERARNAN | WINDYHILL-1 | INVERARNAN | 1.0001 | 0.0171 | 0.21 | 275 | 3.54 | 4.4784 | 0.0143 | 2.9933 | 0.0095
WINDYHILL-LAMBHILL | WINDYHILL-1 | LAMBHILL | 17.88 | 0.1529 | 1.8774 | 275 | 7.08 | 160.1333 | 0.5097 | 107.0297 | 0.3407
WINDYHILL-NEILSTON | WINDYHILL-1 | NEILSTON-1 | 0.2 | 0.0034 | 0.042 | 275 | 3.54 | 0.8956 | 0.0029 | 0.5986 | 0.0019
22PEMBROKE-TRWASFYNYDD | - TRAWSFYNYDD | - PEMBROKE | 178 | 8.0456 | 129.05 | 400 | 4 | 2747.7861 | 8.7465 | 212.354 | 0.6759
ABHAM-LANGAGE | LANGAGE | ABHAM | 26.121 | 0.4467 | 5.4854 | 400 | 3.54 | 56.8915 | 0.1811 | 31.1624 | 0.0992
ALVERDISCOTT-TAUNTON | ALVERDISCOTT | TAUNTON | 73.293 | 0.6267 | 7.6958 | 400 | 7.08 | 319.2643 | 1.0162 | 174.8771 | 0.5567
AMERSHAM MAIN-EAST CLAYDON | AMERSHAM MAIN | EAST CLAYDON | 97.294 | 0.8319 | 10.2159 | 400 | 7.08 | 423.8127 | 1.349 | 232.1435 | 0.7389
AXMINSTER-CHICKRELL2 | AXMINSTER | CHICKERELL2 | 35.315 | 0.6039 | 7.4161 | 400 | 3.54 | 76.9161 | 0.2448 | 42.1308 | 0.1341
BARKING-CHAFFORD HUNDRED EAST | BARKING | CHAFFORD HUNDRED EAST | 10.879 | 0.093 | 1.1423 | 400 | 7.08 | 47.3889 | 0.1508 | 25.9573 | 0.0826
BARKING-WEST HAM | BARKING | WEST HAM | 13.654 | 0.1167 | 1.4337 | 400 | 7.08 | 59.4768 | 0.1893 | 32.5784 | 0.1037
BARKLING-TILBURY | BARKING | TILBURY | 1 | 0.0086 | 0.105 | 400 | 7.08 | 4.356 | 0.0139 | 2.386 | 0.0076
BEATRICE SUBSTATION-BLACKHILLOCK | BEATRICE SUBSTATION | BLACKHILLOCK | 1 | 0.0057 | 0.07 | 400 | 10.62 | 6.534 | 0.0208 | 3.579 | 0.0114
BEAULY-FORT AUGUSTUS | BEAULY | FORT AUGUSTUS | 48.6 | 0.8311 | 10.206 | 400 | 3.54 | 105.8508 | 0.3369 | 57.9798 | 0.1846
BEDDINGTON-ROWDOWN1 | ROWDOWN1 | BEDDINGTON | 17.973 | 0.3073 | 3.7743 | 400 | 3.54 | 39.1452 | 0.1246 | 21.4418 | 0.0683
BEDDINGTON-ROWDOWN2 | ROWDOWN2 | BEDDINGTON | 9.082 | 0.1553 | 1.9072 | 400 | 3.54 | 19.7806 | 0.063 | 10.8348 | 0.0345
BELGIUM LINE | RICHBOROUGH | NEMO SUB | 0 | 0 | 0 | 400 | 3.54 | 0 | 0 | 0 | 0
BICKER FEN-TRITON KNOLL ONSHORE | BICKER FEN | TRITON KNOLL ONSHORE | 0 | 0 | 0 | 400 | 7.08 | 0 | 0 | 0 | 0
BOTLEY WOOD-CHILLING | BOTLEY WOOD | CHILLING | 51.404 | 0.879 | 10.7948 | 400 | 3.54 | 111.9579 | 0.3564 | 61.325 | 0.1952
BRAINTREE-BRAMFORD | BRAINTREE | BRAMFORD | 7.479 | 0.1279 | 1.5706 | 400 | 3.54 | 16.2893 | 0.0519 | 8.9224 | 0.0284
BRAINTREE-BULLS LODGE | BRAINTREE | BULLS LODGE | 14.672 | 0.2509 | 3.0811 | 400 | 3.54 | 31.9556 | 0.1017 | 17.5037 | 0.0557
BRAINTREE-PELHAM | BRAINTREE | PELHAM | 48.267 | 0.8254 | 10.1361 | 400 | 3.54 | 105.1255 | 0.3346 | 57.5825 | 0.1833
BRAMFORD-BURSTALL | BRAMFORD | BURSTALL | 0 | 0 | 0 | 400 | 7.08 | 0 | 0 | 0 | 0
BRAMFORD-LEISTON | BRAMFORD | LEISTON | 15.633 | 0.2673 | 3.2829 | 400 | 3.54 | 34.0487 | 0.1084 | 18.6502 | 0.0594
BRAMFORD-SIZEWELL | BRAMFORD | SIZEWELL | 69.301 | 0.395 | 4.8511 | 400 | 10.62 | 452.8127 | 1.4413 | 248.0283 | 0.7895
BRAMLEY-DIDCOT | BRAMLEY | DIDCOT | 36.299 | 0.3104 | 3.8114 | 400 | 7.08 | 158.1184 | 0.5033 | 86.6094 | 0.2757
BRAMLEY-FLEET | FLEET | BRAMLEY | 43.391 | 0.371 | 4.5561 | 400 | 7.08 | 189.0112 | 0.6016 | 103.5309 | 0.3295
BRAMLEY-WEST WEYBRIDGE | BRAMLEY | WEST WEYBRIDGE | 81.569 | 0.6974 | 8.5647 | 400 | 7.08 | 355.3146 | 1.131 | 194.6236 | 0.6195
BRINSWORTH-THORPE MARSH | BRINSWORTH | THORPE MARSH | 3.17 | 0.0271 | 0.3329 | 400 | 7.08 | 13.8085 | 0.044 | 7.5636 | 0.0241
BRITNED LINE | GRAIN | BRITNED SUB | 0 | 0 | 0 | 400 | 3.54 | 0 | 0 | 0 | 0
BULLS LODGE-RAYLEIGH MAIN | BULLS LODGE | RAYLEIGH MAIN | 18.477 | 0.316 | 3.8802 | 400 | 3.54 | 40.2429 | 0.1281 | 22.0431 | 0.0702
BURBO OFFSHORE--BURBO ONSHORE | BODELWYDDAN | BURBO BANK EXTENSION ONSHORE | 0 | 0 | 0 | 400 | 4 | 0 | 0 | 0 | 0
BURBO OFFSHORE-BURBO OFFSHORE | BURBO BANK EXTENSION OFFSHORE | BURBO BANK EXTENSION ONSHORE-1 | 0 | 0 | 0 | 400 | 3.54 | 0 | 0 | 0 | 0
BURWELL MAIN-PELHAM | BURWELL MAIN | PELHAM | 20.464 | 0.175 | 2.1487 | 400 | 7.08 | 89.1412 | 0.2837 | 48.8271 | 0.1554
BURWELL MAIN-WALPOLE | BURWELL MAIN | WALPOLE | 42.934 | 0.3671 | 4.5081 | 400 | 7.08 | 187.0205 | 0.5953 | 102.4405 | 0.3261
CANTERBURY GIS-RICHBOROUGH | CANTERBURY GIS | RICHBOROUGH | 28.2 | 0.2411 | 2.961 | 400 | 7.08 | 122.8392 | 0.391 | 67.2852 | 0.2142
CANTERBURY NORTH-CLEVE HILL | CANTERBURY NORTH | CLEVE HILL | 0.1 | 0.0017 | 0.021 | 400 | 3.54 | 0.2178 | 0.0007 | 0.1193 | 0.0004
CANTERBURY NORTH-KEMSLEY | CANTERBURY NORTH | KEMSLEY | 0.1 | 0.0017 | 0.021 | 400 | 3.54 | 0.2178 | 0.0007 | 0.1193 | 0.0004
CANTERBURY ORTH-CANTERBURY GIS | CANTERBURY NORTH | CANTERBURY GIS | 1 | 0.0086 | 0.105 | 400 | 7.08 | 4.356 | 0.0139 | 2.386 | 0.0076
CAPENHURST-CONNAH'S QUAY | CAPENHURST | CONNAH'S QUAY | 11.543 | 0.9419 | 18.3118 | 400 | 9.6 | 50.2813 | 0.1601 | 27.5416 | 0.0877
CAPENHURST-FRODSHAM | CAPENHURST | FRODSHAM | 18.404 | 0.1574 | 1.9324 | 400 | 7.08 | 80.1678 | 0.2552 | 43.9119 | 0.1398
CARRINGTON-KEARSLEY | CARRINGTON | KEARSLEY | 3.352 | 0.0573 | 0.7039 | 400 | 10 | 7.3007 | 0.0232 | 3.9989 | 0.0127
CELLARHEAD-DAINES | CELLARHEAD | DAINES | 2.063 | 0.0353 | 0.4332 | 400 | 10 | 4.4932 | 0.0143 | 2.4612 | 0.0078
CELLARHEAD-DRAKELOW | CELLARHEAD | DRAKELOW | 55.722 | 0.4764 | 5.8508 | 400 | 7.08 | 242.725 | 0.7726 | 132.9527 | 0.4232
CELLARHEAD-MACCLESFIELD | CELLARHEAD | MACCLESFIELD | 45.712 | 0.7817 | 9.5995 | 400 | 3.54 | 99.5607 | 0.3169 | 54.5344 | 0.1736
CHAFFORD HUNDRED EAST-TULBURY | CHAFFORD HUNDRED EAST | TILBURY | 43.792 | 0.3744 | 4.5982 | 400 | 7.08 | 190.7579 | 0.6072 | 104.4877 | 0.3326
CILFYNYDD-RASSAU | CILFYNYDD | RASSAU | 6.975 | 0.4673 | 7.4842 | 400 | 4 | 110.8327 | 0.3528 | 8.3212 | 0.0265
CITY ROAD-WEST HAM | CITY ROAD | WEST HAM | 7.243 | 0.1239 | 1.521 | 400 | 3.54 | 15.7753 | 0.0502 | 8.6409 | 0.0275
COALBURN-STRATHAVEN | COALBURN | STRATHAVEN | 26.71 | 0.4567 | 5.6091 | 400 | 3.54 | 58.1744 | 0.1852 | 31.865 | 0.1014
CONNAH'S QUAY-DAINES | CONNAH'S QUAY | DAINES | 13.5 | 1.0813 | 13.313 | 400 | 8.94 | 58.806 | 0.1872 | 32.211 | 0.1025
COTTAM-KEADBY | COTTAM | KEADBY | 13.913 | 0.119 | 1.4609 | 400 | 20 | 60.605 | 0.1929 | 33.1964 | 0.1057
COTTAM-MARKET HARBOROUGH | COTTAM | MARKET HARBOROUGH | 34.479 | 0.5896 | 7.2406 | 400 | 3.54 | 75.0953 | 0.239 | 41.1334 | 0.1309
COWLEY-DIDCOT | COWLEY | DIDCOT | 65.363 | 1.1177 | 13.7262 | 400 | 3.54 | 142.3606 | 0.4531 | 77.9781 | 0.2482
COWLEY-EAST CLAYDON | COWLEY | EAST CLAYDON | 6.496 | 0.1111 | 1.3642 | 400 | 3.54 | 14.1483 | 0.045 | 7.7497 | 0.0247
CREYKE BECK-GARFORTH TEE | CREYKE BECK | GARFORTH TEE | 20.347 | 0.174 | 2.1364 | 400 | 7.08 | 88.6315 | 0.2821 | 48.5479 | 0.1545
CROSSAIG-HUNTERSTON NORTH | CROSSAIG | HUNTERSTON NORTH-0.5 | 38.5 | 0.3292 | 5.005 | 400 | 7.08 | 344.806 | 1.0976 | 230.461 | 0.7336
CRYSTAL RIG-FALLAGO | CRYSTAL RIG | FALLAGO | 3.989 | 0.0682 | 0.8377 | 400 | 3.54 | 8.688 | 0.0277 | 4.7589 | 0.0151
CULHAM JET-COWLEY | CULHAM JET | COWLEY | 30.715 | 0.5252 | 6.4502 | 400 | 3.54 | 66.8973 | 0.2129 | 36.643 | 0.1166
DAINES-CARRINGTON | DAINES | CARRINGTON | 25 | 0.2138 | 2.625 | 400 | 20 | 108.9 | 0.3466 | 59.65 | 0.1899
DAINES-MACCLESFIELD | DAINES | MACCLESFIELD | 29.671 | 0.5074 | 6.2309 | 400 | 3.54 | 64.6234 | 0.2057 | 35.3975 | 0.1127
DAMHEAD CREEK-KINGSNORTH | DAMHEAD CREEK | KINGSNORTH | 4.898 | 0.0838 | 1.0286 | 400 | 3.54 | 10.6678 | 0.034 | 5.8433 | 0.0186
DEVOLMOOR-TF-WINDYHILL | DEVOLMOOR | WINDYHILL | 28.474 | 0.4869 | 5.9795 | 400 | 3.54 | 62.0164 | 0.1974 | 33.9695 | 0.1081
DIDCOT-CULHAM JET | CULHAM JET | DIDCOT | 29.809 | 0.5097 | 6.2599 | 400 | 3.54 | 64.924 | 0.2067 | 35.5621 | 0.1132
DINORWIG-PENTIR | DINORWIG | PENTIR | 0.919 | 0.06 | 0.9466 | 400 | 4.68 | 4.0032 | 0.0127 | 2.1927 | 0.007
DRAKELOW-BUSTLEHOLM | DRAKELOW | BUSTLEHOLM | 10.762 | 0.092 | 1.13 | 400 | 7.08 | 46.8793 | 0.1492 | 25.6781 | 0.0817
DRAKELOW-HAMS HALL | DRAKELOW | HAMS HALL | 34.592 | 0.5915 | 7.2643 | 400 | 3.54 | 75.3414 | 0.2398 | 41.2683 | 0.1314
DRAKELOW-RATCLIFF ON SOAR | DRAKELOW | RATCLIFFE ON SOAR | 29.434 | 0.5033 | 6.1811 | 400 | 3.54 | 64.1073 | 0.2041 | 35.1148 | 0.1118
DRAXX-FENWICK TEE | DRAX | FENWICK TEE | 0 | 0 | 0 | 400 | 3.54 | 0 | 0 | 0 | 0
DUNGENESS-NINFIELD | NINFIELD | DUNGENESS | 22.579 | 0.1931 | 2.3708 | 400 | 7.08 | 98.3541 | 0.3131 | 53.8735 | 0.1715
EAT CLAYDON-PATFORD BRIDGE | EAST CLAYDON | PATFORD BRIDGE | 35.272 | 0.3016 | 3.7036 | 400 | 7.08 | 153.6448 | 0.4891 | 84.159 | 0.2679
EATON SOCON-RYHALL | EATON SOCON | RYHALL | 35.272 | 0.3016 | 3.7036 | 400 | 7.08 | 153.6448 | 0.4891 | 84.159 | 0.2679
ECCLES-COCKENZIE | ECCLES | COCKENZIE | 65.9 | 0.5634 | 6.9195 | 400 | 7.08 | 287.0604 | 0.9137 | 157.2374 | 0.5005
ECCLESS-TORNESS | ECCLES | TORNESS | 0 | 0 | 0 | 400 | 7.08 | 0 | 0 | 0 | 0
EGGBOROUGH-DRAX | EGGBOROUGH | DRAX | 16.937 | 0.1448 | 1.7784 | 400 | 7.08 | 73.7776 | 0.2348 | 40.4117 | 0.1286
EGGBOROUGH-STOCKSBRIDGE | EGGBOROUGH | STOCKSBRIDGE | 11.864 | 0.2029 | 2.4914 | 400 | 3.54 | 25.8398 | 0.0823 | 14.1538 | 0.0451
EGGBOROUGH-THORPE MARSH | EGGBOROUGH | THORPE MARSH | 10.37 | 0.1773 | 2.1777 | 400 | 3.54 | 22.5859 | 0.0719 | 12.3714 | 0.0394
ELSTREE-ST.JOHNS WOOD | ELSTREE | ST.JOHNS WOOD | 5.62 | 0.0961 | 1.1802 | 400 | 3.54 | 12.2404 | 0.039 | 6.7047 | 0.0213
ELVANFOOT-COALBURN | ELVANFOOT | COALBURN | 7.747 | 0.1325 | 1.6269 | 400 | 3.54 | 16.873 | 0.0537 | 9.2422 | 0.0294
ELVANFOOT-STRATHAVEN | ELVANFOOT | STRATHAVEN | 23.5 | 0.4019 | 4.935 | 400 | 3.54 | 51.183 | 0.1629 | 28.0355 | 0.0892
ENDERBY-RATCLIFF ON SOAR | ENDERBY | RATCLIFFE ON SOAR | 41.13 | 0.3517 | 4.3186 | 400 | 7.08 | 179.1623 | 0.5703 | 98.1362 | 0.3124
EWC LINE | EWC SUB | CONNAH'S QUAY | 0 | 0 | 0 | 400 | 3.84 | 0 | 0 | 0 | 0
EXETER-ABHAM | EXETER | ABHAM | 48.785 | 0.8342 | 10.2448 | 400 | 3.54 | 106.2537 | 0.3382 | 58.2005 | 0.1853
EXETER-AXMINSTER | EXETER | AXMINSTER | 20.256 | 0.3464 | 4.2538 | 400 | 3.54 | 44.1176 | 0.1404 | 24.1654 | 0.0769
EXETER-CHICKRELL1 | EXETER | CHICKERELL1 | 45.012 | 0.7697 | 9.4525 | 400 | 3.54 | 98.0361 | 0.3121 | 53.6993 | 0.1709
EXETER-TAUTON | TAUNTON | EXETER | 36.941 | 0.3158 | 3.8788 | 400 | 7.08 | 160.915 | 0.5122 | 88.1412 | 0.2806
FALLAGO-SMEATON | FALLAGO | SMEATON | 15.82 | 0.2705 | 3.3222 | 400 | 3.54 | 34.456 | 0.1097 | 18.8733 | 0.0601
FAWKEY-CHILLING | FAWLEY | CHILLING | 54.066 | 0.4623 | 5.6769 | 400 | 7.08 | 235.5115 | 0.7497 | 129.0015 | 0.4106
FECKENHAM-HAMS HALL | FECKENHAM | HAMS HALL | 61.115 | 1.0451 | 12.8342 | 400 | 3.54 | 133.1085 | 0.4237 | 72.9102 | 0.2321
FENWICK TEE-KEADBY | FENWICK TEE | KEADBY | 78.649 | 1.3449 | 16.5163 | 400 | 3.54 | 171.2975 | 0.5453 | 93.8283 | 0.2987
FERRYBRIDGE-EGGBOROUGH | FERRYBRIDGE | EGGBOROUGH | 85.575 | 1.4633 | 17.9707 | 400 | 3.54 | 186.3823 | 0.5933 | 102.091 | 0.325
FLEET-LOVEDEAN | LOVEDEAN | FLEET | 7.963 | 0.0681 | 0.8361 | 400 | 7.08 | 34.6868 | 0.1104 | 18.9997 | 0.0605
FLINTSHIRE BRIDGE-CONNAH'S QUAY | FLINTSHIRE BRIDGE | CONNAH'S QUAY | 60.331 | 0.0181 | 0.4012 | 400 | 4.14 | 262.8018 | 0.8365 | 143.9498 | 0.4582
FRODSHAM-ROCKSAVAGE | FRODSHAM | ROCKSAVAGE | 55.711 | 0.9527 | 11.6993 | 400 | 3.54 | 121.3386 | 0.3862 | 66.4632 | 0.2116
GARFORTH TEE-HUMBER REFINERY | HUMBER REFINERY | GARFORTH TEE | 27.731 | 0.4742 | 5.8235 | 400 | 3.54 | 60.3981 | 0.1923 | 33.0831 | 0.1053
GARFORTH TEE-KEADBY | GARFORTH TEE | KEADBY | 37.372 | 0.3195 | 3.9241 | 400 | 7.08 | 162.7924 | 0.5182 | 89.1696 | 0.2838
GARFORTH TEE-KILLINGHOLME | GARFORTH TEE | KILLINGHOLME | 5.711 | 0.0977 | 1.1993 | 400 | 3.54 | 12.4386 | 0.0396 | 6.8132 | 0.0217
GRAIN-KEMSLEY | KEMSLEY | GRAIN | 0 | 0 | 0 | 400 | 7.08 | 0 | 0 | 0 | 0
GRAIN-KINGSNORTH | KINGSNORTH | GRAIN | 9.922 | 0.1697 | 2.0836 | 400 | 3.54 | 21.6101 | 0.0688 | 11.8369 | 0.0377
GRENDON-COTTAM | GRENDON | COTTAM | 1 | 0.0171 | 0.21 | 400 | 10 | 2.178 | 0.0069 | 1.193 | 0.0038
GRETNA-ELVANFOOT | GRETNA | ELVANFOOT | 4.05 | 0.0693 | 0.8505 | 400 | 3.54 | 8.8209 | 0.0281 | 4.8317 | 0.0154
GRETNA-HARKER BORDER NODE | GRETNA | HARKER BODER NODE | 0 | 0 | 0 | 400 | 3.54 | 0 | 0 | 0 | 0
GRIMSBY WEST-SOUTH HUMBER BANK | GRIMSBY WEST | SOUTH HUMBER BANK | 26 | 0.4446 | 5.46 | 400 | 3.54 | 56.628 | 0.1803 | 31.018 | 0.0987
HACKNEY-HIGHBURY | HACKNEY | HIGHBURY | 6.046 | 0.0517 | 0.6348 | 400 | 7.08 | 26.3364 | 0.0838 | 14.4258 | 0.0459
HAMBLETON-HEYSHAM | HAMBLETON | HEYSHAM | 20.45 | 0.1748 | 2.1472 | 400 | 20 | 89.0802 | 0.2836 | 48.7937 | 0.1553
HARKER BORDER NODE-HARKER | HARKER BODER NODE | HARKER | 6.148 | 0.1051 | 1.2911 | 400 | 3.54 | 13.3903 | 0.0426 | 7.3346 | 0.0233
HARKER-HUTTON | HARKER | HUTTON | 83.779 | 0.7163 | 8.7968 | 400 | 7.08 | 364.9413 | 1.1616 | 199.8967 | 0.6363
HEYSHAM-MIDDLETON | HEYSHAM | MIDDLETON | 30.157 | 0.5157 | 6.333 | 400 | 3.54 | 65.6819 | 0.2091 | 35.9773 | 0.1145
HEYSHAM-QUERNMOOR TEE1 | HEYSHAM | QUERNMOOR TEE1 | 0.605 | 0.0103 | 0.127 | 400 | 20 | 1.3177 | 0.0042 | 0.7218 | 0.0023
HIGH MARNHAM-STOKE BARDOLPH | HIGH MARNHAM | STOKE BARDOLPH | 46.867 | 0.8014 | 9.8421 | 400 | 3.54 | 102.0763 | 0.3249 | 55.9123 | 0.178
HIGH MARNHAM-WEST BURTON | HIGH MARNHAM | WEST BURTON | 5.814 | 0.0994 | 1.2209 | 400 | 3.54 | 12.6629 | 0.0403 | 6.9361 | 0.0221
HIGHBURY-ST.JOHNS WOOD | HIGHBURY | ST.JOHNS WOOD | 9.604 | 0.0821 | 1.0084 | 400 | 7.08 | 41.835 | 0.1332 | 22.9151 | 0.0729
HINKLEY POINT-MELKSHAM | HINKLEY POINT | MELKSHAM | 15.081 | 0.2579 | 3.167 | 400 | 3.54 | 32.8464 | 0.1046 | 17.9916 | 0.0573
HINKLEY POINT-SANDFORD | HINKLEY POINT | SANDFORD | 39.671 | 0.6784 | 8.3309 | 400 | 3.54 | 86.4034 | 0.275 | 47.3275 | 0.1506
HORNSEA ONE ONSHORE-KILLINGHOLME | KILLINGHOLME | HORNSEA ONE ONSHORE | 0 | 0 | 0 | 400 | 7.08 | 0 | 0 | 0 | 0
HORNSEA REACTOR PLATFORM-OFFSHORE | HORNSEA REACTOR PLATFORM | HORNSEA OFFSHORE | 0 | 0 | 0 | 400 | 21.24 | 0 | 0 | 0 | 0
HORNSEA REACTOR PLATFORM-ONSHORE | HORNSEA ONE ONSHORE-2 | HORNSEA REACTOR PLATFORM | 0 | 0 | 0 | 400 | 10.62 | 0 | 0 | 0 | 0
HORNSEA REACTOR PLATFORM-TWO ONSHORE | HORNSEA REACTOR PLATFORM | HORNSEA TWO ONSHORE-2 | 0 | 0 | 0 | 400 | 10.62 | 0 | 0 | 0 | 0
HORNSEA TWO ONSHORE-KILLINGHOLME | KILLINGHOLME | HORNSEA TWO ONSHORE | 0 | 0 | 0 | 400 | 7.08 | 0 | 0 | 0 | 0
HUMBER REFINERY-KILLINGHOLME | HUMBER REFINERY | KILLINGHOLME | 1.2 | 0.0205 | 0.252 | 400 | 3.54 | 2.6136 | 0.0083 | 1.4316 | 0.0046
HUNTERSTON CS-HUNTERSTON EAST | HUNTERSTON CS | HUNTERSTON EAST | 24.981 | 0.2136 | 2.623 | 400 | 7.08 | 108.8172 | 0.3464 | 59.6047 | 0.1897
HUNTERSTON NORTH-HUNTERSTON EAST | HUNTERSTON NORTH | HUNTERSTON EAST | 59.125 | 0.5055 | 6.2081 | 400 | 7.08 | 257.5485 | 0.8198 | 141.0723 | 0.449
HUNTERSTON SOUTH-NEILSTON | HUNTERSTON EAST | NEILSTON | 35.198 | 0.3009 | 3.6958 | 400 | 7.08 | 153.3225 | 0.488 | 83.9824 | 0.2673
HUNTERSTON-HUNTERSTON EAST | HUNTERSTON | HUNTERSTON EAST | 3.62 | 0.031 | 0.3801 | 400 | 7.08 | 15.7687 | 0.0502 | 8.6373 | 0.0275
IFA LINE | SELLINDGE A | IFA SUB | 0 | 0 | 0 | 400 | 3.54 | 0 | 0 | 0 | 0
IFA2 LINE | NINFIELD | IFA2 SUB | 0 | 0 | 0 | 400 | 3.54 | 0 | 0 | 0 | 0
IMPERIAL PARK-MELKSHAM | IMPERIAL PARK | MELKSHAM | 34.42 | 1.4112 | 22.6139 | 400 | 2.055 | 813.7576 | 2.5903 | 41.0631 | 0.1307
IMPRIAL PARK-CILFYNYDD | IMPERIAL PARK | CILFYNYDD | 6.975 | 0.4366 | 6.975 | 400 | 4.011 | 102.9719 | 0.3278 | 8.3212 | 0.0265
INDIAN QUEENS-ALVERDISCOTT | ALVERDISCOTT | INDIAN QUEENS | 97.176 | 0.8309 | 10.2035 | 400 | 7.08 | 423.2987 | 1.3474 | 231.8619 | 0.738
INDIAN QUEENS-LANDULPH1 | INDIAN QUEENS | LANDULPH1 | 82.688 | 1.414 | 17.3645 | 400 | 3.54 | 180.0945 | 0.5733 | 98.6468 | 0.314
INDIAN QUEENS-LANDULPH2 | INDIAN QUEENS | LANDULPH2 | 34.42 | 0.5886 | 7.2282 | 400 | 3.54 | 74.9668 | 0.2386 | 41.0631 | 0.1307
IRONBRIDGE-FECKENHAM | IRONBRIDGE | FECKENHAM | 18.639 | 0.3187 | 3.9142 | 400 | 3.54 | 40.5957 | 0.1292 | 22.2363 | 0.0708
IRONBRIDGE-LEGACY | IRONBRIDGE | LEGACY | 34.621 | 0.592 | 7.2704 | 400 | 3.54 | 75.4045 | 0.24 | 41.3028 | 0.1315
IRONBRIDGE-PENIN | IRONBRIDGE | PENIN | 62.073 | 0.5307 | 6.5177 | 400 | 7.08 | 270.39 | 0.8607 | 148.1062 | 0.4714
IRONBRIDGE-RUGELEY | IRONBRIDGE | RUGELEY | 27.761 | 0.4747 | 5.8298 | 400 | 3.54 | 60.4635 | 0.1925 | 33.1189 | 0.1054
IVER-AMERSHAM MAIN | IVER | AMERSHAM MAIN | 73.298 | 0.6267 | 7.6963 | 400 | 7.08 | 319.2861 | 1.0163 | 174.889 | 0.5567
KEADBY-GRIMSBY WEST | KEADBY | GRIMSBY WEST | 26 | 0.4446 | 5.46 | 400 | 3.54 | 56.628 | 0.1803 | 31.018 | 0.0987
KEADBY-KILLINGHOLME | KEADBY | KILLINGHOLME | 2.843 | 0.0486 | 0.597 | 400 | 10 | 6.1921 | 0.0197 | 3.3917 | 0.0108
KEADBY-WEST BURTON | KEADBY | WEST BURTON | 28.425 | 0.243 | 2.9846 | 400 | 7.08 | 123.8193 | 0.3941 | 67.822 | 0.2159
KEARSLEY-PADIHAM | KEARSLEY | PADIHAM | 14.75 | 0.2522 | 3.0975 | 400 | 3.54 | 32.1255 | 0.1023 | 17.5968 | 0.056
KEMSLEY-CLEVE HILL | KEMSLEY | CLEVE HILL | 6.776 | 0.1159 | 1.423 | 400 | 3.54 | 14.7581 | 0.047 | 8.0838 | 0.0257
KENSAL GREEN-WIMBLEDON | KENSAL GREEN | WIMBLEDON | 4.769 | 0.0408 | 0.5007 | 400 | 7.08 | 20.7738 | 0.0661 | 11.3788 | 0.0362
KILMARNOCK SOUTH-HUNTERSTON | KILMARNOCK SOUTH | HUNTERSTON | 59.125 | 0.5055 | 6.2081 | 400 | 7.08 | 257.5485 | 0.8198 | 141.0723 | 0.449
KILMARNOCK SOUTH-STRATHAVEN | KILMARNOCK SOUTH | STRATHAVEN | 34.948 | 0.2988 | 3.6695 | 400 | 7.08 | 152.2335 | 0.4846 | 83.3859 | 0.2654
KINGSNORTH-SINGLELEVEL | KINGSNORTH | SINGLEWELL | 0 | 0 | 0 | 400 | 3.54 | 0 | 0 | 0 | 0
LANGAGE-LANDULPH1 | LANGAGE | LANDULPH1 | 97.975 | 1.6754 | 20.5747 | 400 | 3.54 | 213.3895 | 0.6792 | 116.8842 | 0.3721
LANGAGE-LANDULPH2 | LANGAGE | LANDULPH2 | 97.775 | 1.672 | 20.5327 | 400 | 3.54 | 212.9539 | 0.6779 | 116.6456 | 0.3713
LEIGHTON BUZZARD-1-EAST CLAYDON | EAST CLAYDON | LEIGHTON BUZZARD-1 | 58.95 | 1.008 | 12.3795 | 400 | 3.54 | 128.3931 | 0.4087 | 70.3273 | 0.2239
LEIGHTON BUZZARD-1-SUNDON | LEIGHTON BUZZARD-1 | SUNDON | 12.119 | 0.2072 | 2.545 | 400 | 3.54 | 26.3952 | 0.084 | 14.458 | 0.046
LEIGHTON BUZZARD-2-COWLEY | LEIGHTON BUZZARD-2 | COWLEY | 11.503 | 0.1967 | 2.4156 | 400 | 3.54 | 25.0535 | 0.0797 | 13.7231 | 0.0437
LEIGHTON BUZZARD-2-SUNDON | LEIGHTON BUZZARD-2 | SUNDON | 46.944 | 0.8027 | 9.8582 | 400 | 3.54 | 102.244 | 0.3255 | 56.0042 | 0.1783
LINCS ONSHORE-LINCS OFFSHORE | LINCS ONSHORE | LINCS OFFSHORE | 0 | 0 | 0 | 400 | 7.08 | 0 | 0 | 0 | 0
LINCS ONSHORE-WALPOLE | WALPOLE | LINCS ONSHORE | 0 | 0 | 0 | 400 | 3.54 | 0 | 0 | 0 | 0
LITTLEBROOK-LONGFIELD1 | LITTLEBROOK | LONGFIELD1-ROWDOWN1 | 0 | 0 | 0 | 400 | 3.54 | 0 | 0 | 0 | 0
LITTLEBROOK-LONGFIELD2 | LITTLEBROOK | LONGFIELD2 | 1 | 0.0171 | 0.21 | 400 | 3.54 | 2.178 | 0.0069 | 1.193 | 0.0038
LONDON ARRAY OFFSHORE WIND P1-LONDON ARR | LONDON ARRAY ONSHORE | LONDON ARRAY OFFSHORE WIND P1 | 0 | 0 | 0 | 400 | 7.08 | 0 | 0 | 0 | 0
LONDON ARRAY OFFSHORE WIND P2-LONDON ARR | LONDON ARRAY ONSHORE | LONDON ARRAY OFFSHORE WIND P2 | 0 | 0 | 0 | 400 | 7.08 | 0 | 0 | 0 | 0
LONDON ARRAY ONSHORE-CLEVEHILL | CLEVE HILL | LONDON ARRAY ONSHORE | 0 | 0 | 0 | 400 | 7.08 | 0 | 0 | 0 | 0
LONGFIELD1-KEMSLEY | LONGFIELD1-ROWDOWN1 | KEMSLEY | 14.638 | 0.2503 | 3.074 | 400 | 3.54 | 31.8816 | 0.1015 | 17.4631 | 0.0556
LONGFIELD2-KEMSLEY | LONGFIELD2 | KEMSLEY | 39.101 | 0.6686 | 8.2112 | 400 | 3.54 | 85.162 | 0.2711 | 46.6475 | 0.1485
LONGFIELD2-ROWDOWN2 | LONGFIELD2 | ROWDOWN2 | 3.7 | 0.0633 | 0.777 | 400 | 3.54 | 8.0586 | 0.0257 | 4.4141 | 0.0141
LOVEDEAN-BOLNEY | LOVEDEAN | BOLNEY | 0.8 | 0.0068 | 0.084 | 400 | 7.08 | 3.4848 | 0.0111 | 1.9088 | 0.0061
LOVEDEAN-BOTLEY WOOD | LOVEDEAN | BOTLEY WOOD | 51.404 | 0.879 | 10.7948 | 400 | 3.54 | 111.9579 | 0.3564 | 61.325 | 0.1952
LOVEDEAN-CHILLING | LOVEDEAN | CHILLING | 3.73 | 0.0638 | 0.7833 | 400 | 3.54 | 8.1239 | 0.0259 | 4.4499 | 0.0142
LOVEDEAN-NURSLING | LOVEDEAN | NURSLING | 26.714 | 0.2284 | 2.805 | 400 | 7.08 | 116.3662 | 0.3704 | 63.7396 | 0.2029
MACCLESFIELD-STALYBRIDGE | MACCLESFIELD | STALYBRIDGE | 36.477 | 0.6238 | 7.6602 | 400 | 3.54 | 79.4469 | 0.2529 | 43.5171 | 0.1385
MANNINGTON-CHICKRELL1 | MANNINGTON | CHICKERELL1 | 75.92 | 1.2982 | 15.9432 | 400 | 3.54 | 165.3538 | 0.5263 | 90.5726 | 0.2883
MANNINGTON-CHICKRELL2 | MANNINGTON | CHICKERELL2 | 31.617 | 0.5407 | 6.6396 | 400 | 3.54 | 68.8618 | 0.2192 | 37.7191 | 0.1201
MANNINGTON-FAWLEY | MANNINGTON | FAWLEY | 38.147 | 0.6523 | 8.0109 | 400 | 3.54 | 83.0842 | 0.2645 | 45.5094 | 0.1449
MARCHWOOD-FAWLEY | MARCHWOOD | FAWLEY | 38.107 | 0.6516 | 8.0025 | 400 | 3.54 | 82.997 | 0.2642 | 45.4616 | 0.1447
MARKET HARBOROUGH-GRENDON | MARKET HARBOROUGH | GRENDON | 28.691 | 0.2453 | 3.0126 | 400 | 7.08 | 124.978 | 0.3978 | 68.4567 | 0.2179
MARKET HARBOROUGH-STAYTHORPE | MARKET HARBOROUGH | STAYTHORPE | 76.223 | 1.3034 | 16.0068 | 400 | 3.54 | 166.0137 | 0.5284 | 90.934 | 0.2895
MEDBURN TEE-BLYTH | MEDBURN TEE | BLYTH | 16.818 | 0.1438 | 1.7659 | 400 | 7.08 | 73.2592 | 0.2332 | 40.1278 | 0.1277
MEDBURN TEE-STELLA WEST BORDER NODE | MEDBURN TEE | STELLA WEST BORDER NODE | 87.852 | 0.7511 | 9.2245 | 400 | 7.08 | 382.6833 | 1.2181 | 209.6149 | 0.6672
MEDWAY-GRAIN | MEDWAY | GRAIN | 9.922 | 0.1697 | 2.0836 | 400 | 3.54 | 21.6101 | 0.0688 | 11.8369 | 0.0377
MELKSHAM-BRAMLEY | MELKSHAM | BRAMLEY | 17.555 | 0.1501 | 1.8433 | 400 | 7.08 | 76.4696 | 0.2434 | 41.8862 | 0.1333
MELKSHAM-SANDFORD | MELKSHAM | SANDFORD | 28.101 | 0.4805 | 5.9012 | 400 | 3.54 | 61.204 | 0.1948 | 33.5245 | 0.1067
MELKSHAM-TAUNTON | TAUNTON | HINKLEY POINT | 35.561 | 0.6081 | 7.4678 | 400 | 3.54 | 77.4519 | 0.2465 | 42.4243 | 0.135
MIDDLETON-QUERNMOOR TEE | MIDDLETON | QUERNMOOR TEE | 94.2 | 1.6108 | 19.782 | 400 | 3.54 | 205.1676 | 0.6531 | 112.3806 | 0.3577
MILLBROOK-GRENDON | MILLBROOK | GRENDON | 28.74 | 0.2457 | 3.0177 | 400 | 7.08 | 125.1914 | 0.3985 | 68.5736 | 0.2183
MILLBROOK-SUNDON | MILLBROOK | SUNDON | 0.34 | 0.0029 | 0.0357 | 400 | 7.08 | 1.481 | 0.0047 | 0.8112 | 0.0026
MINETY-COWLEY | MINETY | COWLEY | 36.301 | 0.6207 | 7.6232 | 400 | 3.54 | 79.0636 | 0.2517 | 43.3071 | 0.1379
MINETY-FECKENHAM | MINETY | FECKENHAM | 43.314 | 0.7407 | 9.0959 | 400 | 3.54 | 94.3379 | 0.3003 | 51.6736 | 0.1645
MINETY-MELKSHAM | MINETY | MELKSHAM | 87.852 | 0.7511 | 9.2245 | 400 | 7.08 | 382.6833 | 1.2181 | 209.6149 | 0.6672
MOFFAT-ELVANFOOT | MOFFAT | ELVANFOOT | 65.54 | 1.1207 | 13.7634 | 400 | 3.54 | 142.7461 | 0.4544 | 78.1892 | 0.2489
MOFFAT-HARKER BORDER NODE | MOFFAT | HARKER BODER NODE | 1.97 | 0.0337 | 0.4137 | 400 | 3.54 | 4.2907 | 0.0137 | 2.3502 | 0.0075
MONK FRYSTON-PADIHAM | MONK FRYSTON | PADIHAM | 14.955 | 0.2557 | 3.1405 | 400 | 10 | 32.572 | 0.1037 | 17.8413 | 0.0568
MONL FRYSTON-EGGBOROUGH | MONK FRYSTON | EGGBOROUGH | 44.72 | 0.3824 | 4.6956 | 400 | 7.08 | 194.8003 | 0.6201 | 106.7019 | 0.3396
NECTON-WALOPLE | NECTON | WALPOLE | 41.619 | 0.3558 | 4.37 | 400 | 7.08 | 181.2924 | 0.5771 | 99.3029 | 0.3161
NEILSTON-DEVOLMOOR | NEILSTON | DEVOLMOOR | 7.51 | 0.1284 | 1.5771 | 400 | 3.54 | 16.3568 | 0.0521 | 8.9594 | 0.0285
NINFIELD-BOLNEY | BOLNEY | NINFIELD | 64.774 | 0.5538 | 6.8013 | 400 | 7.08 | 282.1555 | 0.8981 | 154.5508 | 0.492
NORTHFLEET EAST-KINGSNORTH | NORTHFLEET EAST | KINGSNORTH | 0 | 0 | 0 | 400 | 3.54 | 0 | 0 | 0 | 0
NORTON-HAWTHORN PIT(1) | NORTON | HAWTHORN PIT | 9.514 | 0.1627 | 1.9979 | 400 | 3.54 | 20.7215 | 0.066 | 11.3502 | 0.0361
NORWICH MAIN-BRAMFORD | NORWICH MAIN | BRAMFORD | 42.357 | 0.3622 | 4.4475 | 400 | 7.08 | 184.5071 | 0.5873 | 101.0638 | 0.3217
NORWICH MAIN-NECTON | NORWICH MAIN | NECTON | 37.492 | 0.3206 | 3.9367 | 400 | 7.08 | 163.3152 | 0.5198 | 89.4559 | 0.2847
NSL LINE | BLYTH | NSL SUB | 0 | 0 | 0 | 400 | 3.54 | 0 | 0 | 0 | 0
NURSLING-MANNINGTON | MANNINGTON | NURSLING | 0 | 0 | 0 | 400 | 3.54 | 0 | 0 | 0 | 0
NURSLING-MARCHWOOD | NURSLING | MARCHWOOD | 0 | 0 | 0 | 400 | 3.54 | 0 | 0 | 0 | 0
OLDBURY-DRAKELOW | OLDBURY | DRAKELOW | 34.537 | 0.5906 | 7.2528 | 400 | 3.54 | 75.2216 | 0.2394 | 41.2026 | 0.1312
OSBALDWICK-NORTON | OSBALDWICK | NORTON | 12.178 | 0.1041 | 1.2787 | 400 | 7.08 | 53.0474 | 0.1689 | 29.0567 | 0.0925
OSBALDWICK-THORNTON | OSBALDWICK | THORNTON | 8.207 | 0.0702 | 0.8617 | 400 | 7.08 | 35.7497 | 0.1138 | 19.5819 | 0.0623
PADIHAM-BRADFORD WEST | PADIHAM | BRADFORD WEST | 21.826 | 0.3732 | 4.5835 | 400 | 3.54 | 47.537 | 0.1513 | 26.0384 | 0.0829
PASSAU-WALHAM | RASSAU | WALHAM | 2.17 | 1.2781 | 20.5499 | 400 | 4 | 685.3641 | 2.1816 | 2.5888 | 0.0082
PATFORD BRIDGE-ENDERBY | ENDERBY | PATFORD BRIDGE | 34.834 | 0.2978 | 3.6576 | 400 | 7.08 | 151.7369 | 0.483 | 83.1139 | 0.2646
PELHAM-BRAMFORD | PELHAM | BRAMFORD | 61.676 | 1.0547 | 12.952 | 400 | 3.54 | 134.3303 | 0.4276 | 73.5795 | 0.2342
PELHAM-RYE HOUSE | PELHAM | RYE HOUSE | 37.608 | 0.3215 | 3.9488 | 400 | 7.08 | 163.8204 | 0.5215 | 89.7327 | 0.2856
PELHAM-WYMONDLEY MAIN | PELHAM | WYMONDLEY MAIN | 23.439 | 0.4008 | 4.9222 | 400 | 3.54 | 51.0501 | 0.1625 | 27.9627 | 0.089
PEMBROKE-SWANSEA NORTH | PEMBROKE | SWANSEA NORTH | 84.697 | 1.533 | 24.5621 | 400 | 12 | 3272.6919 | 10.4173 | 303.1306 | 0.9649
PEMBROKE-WALHAM | PEMBROKE | WALHAM | 200 | 3.7957 | 60.8819 | 400 | 4 | 1296.322 | 4.1263 | 100.1822 | 0.3189
PENTIR-TRAWSFYNYDD | PENTIR | TRAWSFYNYDD | 49.211 | 1.0137 | 15.2899 | 400 | 1.638 | 107.1816 | 0.3412 | 58.7087 | 0.1869
PENTIR-WYLFA | PENTIR | WYLFA | 51.408 | 0.3187 | 5.1228 | 400 | 8.02 | 223.9332 | 0.7128 | 122.6595 | 0.3904
PENTRE-MAWR CABLE COMPOUND-BODELWYDDAN | PENTRE-MAWR CABLE COMPOUND | BODELWYDDAN | 17.126 | 0.0043 | 0.048 | 400 | 8 | 74.6009 | 0.2375 | 40.8626 | 0.1301
PENTRE-MAWR CABLE COMPOUND-CONNAH'S QUAY | PENTRE-MAWR CABLE COMPOUND | CONNAH'S QUAY | 3.495 | 0.2716 | 4.3513 | 400 | 7.68 | 15.2242 | 0.0485 | 8.3391 | 0.0265
PENTRE-MAWR CABLE COMPOUND-PENTIR | PENTRE-MAWR CABLE COMPOUND | PENTIR | 223.195 | 1.3615 | 20.2103 | 400 | 8.02 | 972.2374 | 3.0947 | 532.5433 | 1.6951
PENWORTHAM-CARRINGTON | PENWORTHAM | CARRINGTON | 2.545 | 0.0435 | 0.5344 | 400 | 16 | 5.543 | 0.0176 | 3.0362 | 0.0097
PENWORTHAM-HAMBLETON | PENWORTHAM | HAMBLETON | 9.857 | 0.0843 | 1.035 | 400 | 20 | 42.9371 | 0.1367 | 23.5188 | 0.0749
PENWORTHAM-PADIHAM | PENWORTHAM | PADIHAM | 16.79 | 0.2871 | 3.5259 | 400 | 10 | 36.5686 | 0.1164 | 20.0305 | 0.0638
PENWORTHAM-QUERNMOOR TEE | PENWORTHAM | QUERNMOOR TEE | 23.481 | 0.4015 | 4.931 | 400 | 10 | 51.1416 | 0.1628 | 28.0128 | 0.0892
PENWORTHAM-QUERNMOOR TEE1 | PENWORTHAM | QUERNMOOR TEE1 | 23.481 | 0.4015 | 4.931 | 400 | 10 | 51.1416 | 0.1628 | 28.0128 | 0.0892
PUDDING MILL-CITY ROAD | PUDDING MILL | CITY ROAD | 0.1 | 0.0017 | 0.021 | 400 | 3.54 | 0.2178 | 0.0007 | 0.1193 | 0.0004
PUDDING MILL-WEST HAM | PUDDING MILL | WEST HAM | 6.69 | 0.1144 | 1.4049 | 400 | 3.54 | 14.5708 | 0.0464 | 7.9812 | 0.0254
QUERNMOOR TEE-HUTTON | QUERNMOOR TEE | HUTTON | 0 | 0 | 0 | 400 | 10 | 0 | 0 | 0 | 0
QUERNMOOR TEE1-HUTTON | QUERNMOOR TEE1 | HUTTON | 0 | 0 | 0 | 400 | 10 | 0 | 0 | 0 | 0
RACEBANK ONSHORE-RACEBANK OFFSHORE | RACEBANK ONSHORE | RACEBANK OFFSHORE | 0 | 0 | 0 | 400 | 7.08 | 0 | 0 | 0 | 0
RACEBANK ONSHORE-WALPOLE | WALPOLE-2 | RACEBANK ONSHORE | 0 | 0 | 0 | 400 | 7.08 | 0 | 0 | 0 | 0
RAYLEIGH MAIN-BRAINTREE | RAYLEIGH MAIN | BRAINTREE | 12.343 | 0.2111 | 2.592 | 400 | 3.54 | 26.8831 | 0.0856 | 14.7252 | 0.0469
RAYLEIGH MAIN-CORYTON | RAYLEIGH MAIN | CORYTON | 14.323 | 0.2449 | 3.0078 | 400 | 3.54 | 31.1955 | 0.0993 | 17.0873 | 0.0544
RHIGOS-CILFYNYDD | RHIGOS | CILFYNYDD | 25.119 | 0.4346 | 6.958 | 400 | 4 | 102.9879 | 0.3278 | 29.967 | 0.0954
ROCHDALE-EGGBOROUGH | ROCHDALE | EGGBOROUGH | 44.886 | 0.7676 | 9.4261 | 400 | 3.54 | 97.7617 | 0.3112 | 53.549 | 0.1705
ROWDOWN1-LONGFIELD1 | ROWDOWN1 | LONGFIELD1-ROWDOWN1 | 3.7 | 0.0633 | 0.777 | 400 | 3.54 | 8.0586 | 0.0257 | 4.4141 | 0.0141
RUGELEY-DRAKELOW | RUGELEY | DRAKELOW | 49.318 | 0.8433 | 10.3568 | 400 | 3.54 | 107.4146 | 0.3419 | 58.8364 | 0.1873
RYHALL-COTTAM | RYHALL | COTTAM | 76.891 | 0.6574 | 8.0736 | 400 | 7.08 | 334.9372 | 1.0661 | 183.4619 | 0.584
SEABANK-MELKSHAM | SEABANK | MELKSHAM | 28.052 | 0.4797 | 5.8909 | 400 | 3.54 | 61.0973 | 0.1945 | 33.466 | 0.1065
SELLINDGE A-CANTERBURY NORTH | SELLINDGE A | CANTERBURY NORTH | 25 | 0.4275 | 5.25 | 400 | 3.54 | 54.45 | 0.1733 | 29.825 | 0.0949
SELLINDGE A-DUNGNESS | SELLINDGE A | DUNGENESS | 44.056 | 0.7534 | 9.2518 | 400 | 3.54 | 95.954 | 0.3054 | 52.5588 | 0.1673
SELLINDGE B-CANTERBURY NORTH | SELLINDGE B | CANTERBURY NORTH | 25 | 0.4275 | 5.25 | 400 | 3.54 | 54.45 | 0.1733 | 29.825 | 0.0949
SELLINDGE B-DUNGNESS | SELLINDGE B | DUNGENESS | 44.081 | 0.7538 | 9.257 | 400 | 3.54 | 96.0084 | 0.3056 | 52.5886 | 0.1674
SHREWSBURY-IRONBRIDGE | IRONBRIDGE | SHREWSBURY | 24.617 | 0.421 | 5.1696 | 400 | 3.54 | 53.6158 | 0.1707 | 29.3681 | 0.0935
SHURTON-HINKLEY POINT | SHURTON | HINKLEY POINT | 86.136 | 1.4729 | 18.0886 | 400 | 3.54 | 187.6042 | 0.5972 | 102.7602 | 0.3271
SINGLELEVEL-NORTHFLEET EAST | NORTHFLEET EAST | SINGLEWELL | 13.629 | 0.2331 | 2.8621 | 400 | 3.54 | 29.684 | 0.0945 | 16.2594 | 0.0518
SIZEWELL-LEISTON | SIZEWELL | LEISTON | 1.65 | 0.0282 | 0.3465 | 400 | 3.54 | 3.5937 | 0.0114 | 1.9684 | 0.0063
SMEATON-TORNESS | SMEATON | TORNESS | 73.37 | 1.2546 | 15.4077 | 400 | 3.54 | 159.7999 | 0.5087 | 87.5304 | 0.2786
SOUTH HUMBER BANK-KILLINGHOLME | SOUTH HUMBER BANK | KILLINGHOLME | 10.987 | 0.0939 | 1.1536 | 400 | 7.08 | 47.8594 | 0.1523 | 26.215 | 0.0834
SPALDING NORTH-BICKER FEN | SPALDING NORTH | BICKER FEN | 35.814 | 0.6124 | 7.5209 | 400 | 3.54 | 78.0029 | 0.2483 | 42.7261 | 0.136
SPENNYMOOR-NORTON | SPENNYMOOR | NORTON | 83.839 | 0.7168 | 8.8031 | 400 | 7.08 | 365.2027 | 1.1625 | 200.0398 | 0.6367
ST.JOHNS WOOD-CITY ROAD | ST.JOHNS WOOD | CITY ROAD | 7.29 | 0.0623 | 0.7655 | 400 | 7.08 | 31.7552 | 0.1011 | 17.3939 | 0.0554
ST.JOHNS WOOD-KENSAL GREEN | ST.JOHNS WOOD | KENSAL GREEN | 38.035 | 0.3252 | 3.9937 | 400 | 7.08 | 165.6805 | 0.5274 | 90.7515 | 0.2889
STANAH-HAMBLETON | STANAH | HAMBLETON | 26.02 | 0.2225 | 2.7321 | 400 | 7.08 | 113.3431 | 0.3608 | 62.0837 | 0.1976
STAYTHORPE-COTTAM | STAYTHORPE | COTTAM | 100.853 | 0.8623 | 10.5896 | 400 | 7.08 | 439.3156 | 1.3984 | 240.6352 | 0.766
STAYTHROPE-RATCLIFFE ON SOAR | STAYTHORPE | RATCLIFFE ON SOAR | 0.25 | 0.0043 | 0.0525 | 400 | 6 | 0.5445 | 0.0017 | 0.2982 | 0.0009
STELLA WEST BORDER NODE-ECCLLES | STELLA WEST BORDER NODE | ECCLES | 36.3 | 0.3104 | 3.8115 | 400 | 7.08 | 158.1228 | 0.5033 | 86.6118 | 0.2757
STELLA WEST-MEDBURN TEE | STELLA WEST | MEDBURN TEE | 7 | 0.0599 | 0.735 | 400 | 7.08 | 30.492 | 0.0971 | 16.702 | 0.0532
STELLA WEST-SPENNYMOOR | STELLA WEST | SPENNYMOOR | 27 | 0.2309 | 2.835 | 400 | 7.08 | 117.612 | 0.3744 | 64.422 | 0.2051
STOCKSBRIDGE-STALYBRIDGE | STOCKSBRIDGE | STALYBRIDGE | 4.366 | 0.0747 | 0.9169 | 400 | 3.54 | 9.5091 | 0.0303 | 5.2086 | 0.0166
STOKE BARDOLPH-RATCLIFFE ON SOAR | STOKE BARDOLPH | RATCLIFFE ON SOAR | 78.057 | 1.3348 | 16.392 | 400 | 3.54 | 170.0081 | 0.5412 | 93.122 | 0.2964
STRATHAVEN-SMEATON | STRATHAVEN | SMEATON | 10.097 | 0.1727 | 2.1204 | 400 | 3.54 | 21.9913 | 0.07 | 12.0457 | 0.0383
SUNDON-ELSTREE | SUNDON | ELSTREE | 20 | 0.171 | 2.1 | 400 | 7.08 | 87.12 | 0.2773 | 47.72 | 0.1519
SUNDON-PELHAM | SUNDON | PELHAM | 23.015 | 0.3936 | 4.8331 | 400 | 3.54 | 50.1267 | 0.1596 | 27.4569 | 0.0874
SWANSEA NORTH-CIFYNYDD | SWANSEA NORTH | CILFYNYDD | 26.901 | 0.534 | 8.5707 | 400 | 8 | 507.5142 | 1.6155 | 64.1858 | 0.2043
SWANSEA NORTH-RHIGOS | SWANSEA NORTH | RHIGOS | 12.983 | 0.5972 | 9.5555 | 400 | 4 | 141.4758 | 0.4503 | 15.4887 | 0.0493
TAUNTON-SHURTON | TAUNTON | SHURTON | 0.39 | 0.0067 | 0.0819 | 400 | 3.54 | 0.8494 | 0.0027 | 0.4653 | 0.0015
TF-SHREWSBURY-LEGACY | SHREWSBURY | LEGACY | 12.119 | 0.2072 | 2.545 | 400 | 3.54 | 26.3952 | 0.084 | 14.458 | 0.046
THORNTON-CREYKE BECK | THORNTON | CREYKE BECK | 32.109 | 0.2745 | 3.3714 | 400 | 7.08 | 139.8668 | 0.4452 | 76.6121 | 0.2439
THORNTON-DRAX | THORNTON | DRAX | 11.188 | 0.0957 | 1.1747 | 400 | 7.08 | 48.7349 | 0.1551 | 26.6946 | 0.085
THORNTON-LACKENBY | THORNTON | LACKENBY | 10.487 | 0.0897 | 1.1011 | 400 | 7.08 | 45.6814 | 0.1454 | 25.022 | 0.0796
THORPE MARSH-DRAX | THORPE MARSH | DRAX | 22.579 | 0.3861 | 4.7416 | 400 | 3.54 | 49.1771 | 0.1565 | 26.9367 | 0.0857
THORPE MARSH-FENWICK TEE | THORPE MARSH | FENWICK TEE | 67.986 | 1.1626 | 14.2771 | 400 | 3.54 | 148.0735 | 0.4713 | 81.1073 | 0.2582
THORPE MARSH-STALYBRIDGE | THORPE MARSH | STALYBRIDGE | 7.023 | 0.1201 | 1.4748 | 400 | 3.54 | 15.2961 | 0.0487 | 8.3784 | 0.0267
TILBURY-CORYTON | TILBURY | CORYTON | 14.323 | 0.2449 | 3.0078 | 400 | 3.54 | 31.1955 | 0.0993 | 17.0873 | 0.0544
TILBURY-GRAIN | TILBURY | GRAIN | 12.307 | 0.2104 | 2.5845 | 400 | 3.54 | 26.8046 | 0.0853 | 14.6823 | 0.0467
TILBURY-KINGSNORTH | TILBURY | KINGSNORTH | 23.626 | 0.404 | 4.9615 | 400 | 3.54 | 51.4574 | 0.1638 | 28.1858 | 0.0897
TILBURY-RAYLEIGH MAIN | TILBURY | RAYLEIGH MAIN | 21.964 | 0.3756 | 4.6124 | 400 | 3.54 | 47.8376 | 0.1523 | 26.2031 | 0.0834
TORNESS-CRYSTAL RIG | TORNESS | CRYSTAL RIG | 13.86 | 0.237 | 2.9106 | 400 | 3.54 | 30.1871 | 0.0961 | 16.535 | 0.0526
TREUDDYN TEE-CONNAH'S QUAY | TREUDDYN TEE | CONNAH'S QUAY | 30.427 | 0.1978 | 2.2409 | 400 | 6.92 | 132.54 | 0.4219 | 72.5988 | 0.2311
TREUDDYN TEE-LEGACY | LEGACY | TREUDDYN TEE | 21.355 | 0.1078 | 1.8525 | 400 | 8.24 | 93.0224 | 0.2961 | 50.953 | 0.1622
TREUDDYN TEE-TRAWSFYNYDD | TRAWSFYNYDD | TREUDDYN TEE | 0 | 0 | 0 | 400 | 8.96 | 0 | 0 | 0 | 0
TWINEHAM ONSHORE-BOLNEY | BOLNEY | TWINEHAM ONSHORE | 0 | 0 | 0 | 400 | 7.08 | 0 | 0 | 0 | 0
TWINEHAM ONSHORE-RAMPION OFFSHORE | TWINEHAM ONSHORE | RAMPION OFFSHORE | 0 | 0 | 0 | 400 | 7.08 | 0 | 0 | 0 | 0
VIKING LINE | BICKER FEN | VIKING LINK | 0 | 0 | 0 | 400 | 3.54 | 0 | 0 | 0 | 0
WALHAM-COWLEY | WALHAM | COWLEY | 52.495 | 0.8977 | 11.0239 | 400 | 3.54 | 114.3341 | 0.3639 | 62.6265 | 0.1993
WALHAM-FECKENHAM | WALHAM | FECKENHAM | 66.123 | 1.1307 | 13.8858 | 400 | 3.54 | 144.0159 | 0.4584 | 78.8847 | 0.2511
WALNEY 3 OFFSHORE-WALNEY 4 OFFSHOR | WALNEY 4 OFFSHORE | WALNEY 3 OFFSHORE | 0 | 0 | 0 | 400 | 3.54 | 0 | 0 | 0 | 0
WALNEY 3 OFFSHORE-WALNEY EXTENSION | WALNEY EXTENSION-2 | WALNEY 3 OFFSHORE | 0 | 0 | 0 | 400 | 3.54 | 0 | 0 | 0 | 0
WALNEY 4 OFFSHORE-WALNEY EXTENSION | WALNEY EXTENSION-2 | WALNEY 4 OFFSHORE | 0 | 0 | 0 | 400 | 3.54 | 0 | 0 | 0 | 0
WALNEY EXTENSION-MIDDLETON | WALNEY EXTENSION | MIDDLETON | 0 | 0 | 0 | 400 | 7.08 | 0 | 0 | 0 | 0
WALPOLE-BICKER FEN | WALPOLE | BICKER FEN | 57.67 | 0.9862 | 12.1107 | 400 | 3.54 | 125.6053 | 0.3998 | 68.8003 | 0.219
WALPOLE-SPALDING NORTH | WALPOLE | SPALDING NORTH | 37.921 | 0.6484 | 7.9634 | 400 | 3.54 | 82.5919 | 0.2629 | 45.2398 | 0.144
WALPOLE-SUTTON BRIDGE | WALPOLE | SUTTON BRIDGE | 1 | 0.0171 | 0.21 | 400 | 3.54 | 2.178 | 0.0069 | 1.193 | 0.0038
WALTHAM CROSS-RYE HOUSE | WALTHAM CROSS | RYE HOUSE | 11.727 | 0.2005 | 2.4627 | 400 | 3.54 | 25.5414 | 0.0813 | 13.9903 | 0.0445
WEST BURTON-BICKER FEN | WEST BURTON | BICKER FEN | 37.775 | 0.323 | 3.9664 | 400 | 7.08 | 164.5479 | 0.5238 | 90.1311 | 0.2869
WEST BURTON-COTTAM | WEST BURTON | COTTAM | 76.816 | 1.3136 | 16.1314 | 400 | 3.54 | 167.3053 | 0.5325 | 91.6415 | 0.2917
WEST OF DUDDON SANDS ONSHORE-HEYSHAM | HEYSHAM | WEST OF DUDDON SANDS ONSHORE | 0 | 0 | 0 | 400 | 7.08 | 0 | 0 | 0 | 0
WEST OF DUDDON SANDS ONSHORE-OFFSHORE | WEST OF DUDDON SANDS OFFSHORE | WEST OF DUDDON SANDS ONSHORE | 0 | 0 | 0 | 400 | 7.08 | 0 | 0 | 0 | 0
WEST THURROCK-CHAFFORD HUNDRED EAST | WEST THURROCK | CHAFFORD HUNDRED EAST | 43.651 | 0.3732 | 4.5834 | 400 | 7.08 | 190.1438 | 0.6052 | 104.1513 | 0.3315
WEST THURROCK-LITTLEBROOK | WEST THURROCK | LITTLEBROOK | 8.152 | 0.0697 | 0.856 | 400 | 7.08 | 35.5101 | 0.113 | 19.4507 | 0.0619
WEST THURROCK-NORTHFLEET EAST-a | WEST THURROCK | NORTHFLEET EAST | 13.629 | 0.1165 | 1.431 | 400 | 7.08 | 59.3679 | 0.189 | 32.5188 | 0.1035
WEST THURROCK-NORTHFLEET EAST-b | WEST THURROCK | BARKING | 9.786 | 0.0837 | 1.0275 | 400 | 7.08 | 42.6278 | 0.1357 | 23.3494 | 0.0743
WESTHAM-HACKNEY | HACKNEY | WEST HAM | 6.858 | 0.0586 | 0.7201 | 400 | 7.08 | 29.8734 | 0.0951 | 16.3632 | 0.0521
WHITSON-CIFYNYDD | CILFYNYDD | WHITSON | 61.595 | 0.6159 | 9.8429 | 400 | 4 | 144.5019 | 0.46 | 73.4828 | 0.2339
WHITSON-SEABANK | WHITSON | SEABANK | 0.484 | 0.5982 | 9.3727 | 400 | 2.055 | 608.872 | 1.9381 | 0.5774 | 0.0018
WILLESDEN-KENSAL GREEN | WILLESDEN | KENSAL GREEN | 12.329 | 0.1054 | 1.2945 | 400 | 7.08 | 53.7051 | 0.1709 | 29.417 | 0.0936
WILLINGTON EAST-DRAKELOW | WILLINGTON EAST | DRAKELOW | 32.907 | 0.5627 | 6.9105 | 400 | 3.54 | 71.6714 | 0.2281 | 39.2581 | 0.125
WILLINGTON EAST-HAMS HALL | WILLINGTON EAST | HAMS HALL | 1 | 0.0171 | 0.21 | 400 | 3.54 | 2.178 | 0.0069 | 1.193 | 0.0038
WILLINGTON EAST-RATCLIFF ON SOAR | WILLINGTON EAST | RATCLIFFE ON SOAR | 43.614 | 0.3729 | 4.5795 | 400 | 7.08 | 189.9826 | 0.6047 | 104.063 | 0.3312
WISHAW-SMEATON | WISHAW | SMEATON | 56.26 | 0.962 | 11.8146 | 400 | 3.54 | 122.5343 | 0.39 | 67.1182 | 0.2136
WISHAW-STRATHAVEN | WISHAW | STRATHAVEN | 61.77 | 1.0563 | 12.9717 | 400 | 3.54 | 134.5351 | 0.4282 | 73.6916 | 0.2346
WYMONDLEY MAIN-EATON SOCON | WYMONDLEY MAIN | EATON SOCON | 58.769 | 0.5025 | 6.1707 | 400 | 7.08 | 255.9978 | 0.8149 | 140.2228 | 0.4463
WYMONDLEY MAIN-SUNDON | WYMONDLEY MAIN | SUNDON | 73.027 | 1.2488 | 15.3357 | 400 | 3.54 | 159.0528 | 0.5063 | 87.1212 | 0.2773

## Transformer
Name | HV/LV | Snom | Tap Position | r (Sbase) | x (Sbase) | b (Sbase) | r0 (Sbase) | x0 (Sbase)
|  | MVA |  | p.u. | p.u. | p.u. | p.u. | p.u.
HINKLEY POINT | 400-275kV | 1000 | 0 | 0 | 0.02 | -0.025 | 0 | 0.021
CARRINGTON | 400-275kV | 1500 | 0 | 0 | 0.02 | -0.025 | 0 | 0.021
BURBO BANK EXTENSION ONSHORE | 400-220kV | 400 | 0 | 0.001 | 0.05 | -0.01 | 0.001 | 0.052
KYPE MUIR | 132-33kV | 100 | 1 | 0.002 | 0.225 | 0 | 0.003 | 0.208
MIDDLEMUIR | 132-33kV | 100 | 1 | 0.002 | 0.225 | 0 | 0.003 | 0.208
COALBURN-2 | 132-33kV | 300 | 1 | 0.002 | 0.225 | 0 | 0.003 | 0.208
HARESTANES | 132-33kV | 100 | 1 | 0.002 | 0.225 | 0 | 0.003 | 0.208
WHITELEE EXT | 275-33kV | 200 | 1 | 0.002 | 0.225 | 0 | 0.003 | 0.208
STRATHAVEN-1 | 275-33kV | 100 | 1 | 0.002 | 0.225 | 0 | 0.003 | 0.208
WHITELEE | 275-33kV | 300 | 1 | 0.002 | 0.225 | 0 | 0.003 | 0.208
DALMALLY | 275-33kV | 600 | 1 | 0.002 | 0.225 | 0 | 0.003 | 0.208
LOCHAY | 132-33kV | 100 | 1 | 0.002 | 0.225 | 0 | 0.003 | 0.208
ERROCHTY | 132-33kV | 100 | 1 | 0.002 | 0.225 | 0 | 0.003 | 0.208
LEISTON | 400-132kV | 840 | 0 | 0.001 | 0.048 | -0.01 | 0.001 | 0.05
STRONELAIRG WIND FARM (SSE) | 132-33kV | 300 | 1 | 0.002 | 0.225 | 0 | 0.003 | 0.208
BRACO | 275-33kV | 100 | 1 | 0.002 | 0.225 | 0 | 0.003 | 0.208
FINLARIG | 132-33kV | 100 | 1 | 0.002 | 0.225 | 0 | 0.003 | 0.208
DUNMAGLASS | 132-33kV | 100 | 1 | 0.002 | 0.225 | 0 | 0.003 | 0.208
FOYERS | 275-33kV | 400 | 1 | 0.002 | 0.225 | 0 | 0.003 | 0.208
CORRIEGARTH WIND FARM | 132-33kV | 100 | 1 | 0.002 | 0.225 | 0 | 0.003 | 0.208
BERRY BURN-2 | 132-33kV | 100 | 1 | 0.002 | 0.225 | 0 | 0.003 | 0.208
DORENELL | 132-33kV | 200 | 1 | 0.002 | 0.225 | 0 | 0.003 | 0.208
INVERNESS | 132-33kV | 100 | 1 | 0.002 | 0.225 | 0 | 0.003 | 0.208
GLEN KYLLACHY WINDFARM-ONSHORE | 132-33kV | 100 | 1 | 0.002 | 0.225 | 0 | 0.003 | 0.208
HORNSEA ONE ONSHORE | 400-220kV | 1500 | 0 | 0 | 0.02 | -0.025 | 0 | 0.021
BEATRICE OFFSHORE | 220-33kV | 600 | 1 | 0.002 | 0.225 | 0 | 0.003 | 0.208
KEITH-2 | 132-33kV | 200 | 1 | 0.002 | 0.225 | 0 | 0.003 | 0.208
BEAUTY-2 | 132-33kV | 100 | 1 | 0.002 | 0.225 | 0 | 0.003 | 0.208
MYBSTER | 132-33kV | 100 | 1 | 0.002 | 0.225 | 0 | 0.003 | 0.208
ALNESS | 132-33kV | 100 | 1 | 0.002 | 0.225 | 0 | 0.003 | 0.208
BRORA | 132-33kV | 100 | 1 | 0.002 | 0.225 | 0 | 0.003 | 0.208
SPITTAL-2 | 132-33kV | 100 | 1 | 0.002 | 0.225 | 0 | 0.003 | 0.208
STRATHY WIND | 132-33kV | 100 | 1 | 0.002 | 0.225 | 0 | 0.003 | 0.208
GORDONBUSH | 275-33kV | 100 | 1 | 0.002 | 0.225 | 0 | 0.003 | 0.208
DOUNREAY-2 | 132-33kV | 100 | 1 | 0.002 | 0.225 | 0 | 0.003 | 0.208
HORNSEA TWO ONSHORE | 400-220kV | 1000 | 0 | 0 | 0.02 | -0.025 | 0 | 0.021
NEW DEER | 275-33kV | 900 | 1 | 0.002 | 0.225 | 0 | 0.003 | 0.208
ABERDEEN BAY WINDFARM | 132-33kV | 100 | 1 | 0.002 | 0.225 | 0 | 0.003 | 0.208
KINTORE-2 | 132-33kV | 100 | 1 | 0.002 | 0.225 | 0 | 0.003 | 0.208
BRIDGE OF DUN | 132-33kV | 100 | 1 | 0.002 | 0.225 | 0 | 0.003 | 0.208
FIDDES | 132-33kV | 100 | 1 | 0.002 | 0.225 | 0 | 0.003 | 0.208
CLUNIE | 132-33kV | 100 | 1 | 0.002 | 0.225 | 0 | 0.003 | 0.208
COUPAR ANGUS | 132-33kV | 100 | 1 | 0.002 | 0.225 | 0 | 0.003 | 0.208
GLENROTHES | 275-33kV | 100 | 1 | 0.002 | 0.225 | 0 | 0.003 | 0.208
GRIFFIN WINDFARM (SSE) | 132-33kV | 200 | 1 | 0.002 | 0.225 | 0 | 0.003 | 0.208
GRANGEMOUTH | 275-33kV | 200 | 1 | 0.002 | 0.225 | 0 | 0.003 | 0.208
WALPOLE | 400-220kV | 1500 | 0 | 0 | 0.02 | -0.025 | 0 | 0.021
LIVINGSTON | 132-33kV | 100 | 1 | 0.002 | 0.225 | 0 | 0.003 | 0.208
BLACKLAW | 132-33kV | 200 | 1 | 0.002 | 0.225 | 0 | 0.003 | 0.208
BLACKLAW EXTENSION | 132-33kV | 100 | 1 | 0.002 | 0.225 | 0 | 0.003 | 0.208
DUNLAW EXTENSION | 132-33kV | 100 | 1 | 0.002 | 0.225 | 0 | 0.003 | 0.208
FALLAGO | 400-33kV | 200 | 1 | 0.002 | 0.225 | 0 | 0.003 | 0.208
CRYSTAL RIG-2 | 132-33kV | 200 | 1 | 0.002 | 0.225 | 0 | 0.003 | 0.208
TORNESS-2 | 132-33kV | 1200 | 1 | 0.002 | 0.225 | 0 | 0.003 | 0.208
HARKER-2 | 132-33kV | 200 | 1 | 0.002 | 0.225 | 0 | 0.003 | 0.208
BLYTH-1 | 275-33kV | 500 | 1 | 0.002 | 0.225 | 0 | 0.003 | 0.208
HUTTON | 400-33kV | 200 | 1 | 0.002 | 0.225 | 0 | 0.003 | 0.208
TRITON KNOLL ONSHORE | 400-220kV | 1000 | 0 | 0 | 0.02 | -0.025 | 0 | 0.021
PADIHAM | 400-33kV | 100 | 1 | 0.002 | 0.225 | 0 | 0.003 | 0.208
ROCHDALE-1 | 275-33kV | 100 | 1 | 0.002 | 0.225 | 0 | 0.003 | 0.208
KEARSLEY-1 | 275-33kV | 100 | 1 | 0.002 | 0.225 | 0 | 0.003 | 0.208
CARRINGTON-1 | 275-33kV | 1500 | 1 | 0.002 | 0.225 | 0 | 0.003 | 0.208
FECKENHAM-1 | 275-33kV | 100 | 1 | 0.002 | 0.225 | 0 | 0.003 | 0.208
COWLEY | 400-33kV | 100 | 1 | 0.002 | 0.225 | 0 | 0.003 | 0.208
WALHAM | 400-33kV | 100 | 1 | 0.002 | 0.225 | 0 | 0.003 | 0.208
DIDCOT | 400-33kV | 2000 | 1 | 0.002 | 0.225 | 0 | 0.003 | 0.208
SEABANK | 400-33kV | 1500 | 1 | 0.002 | 0.225 | 0 | 0.003 | 0.208
BRAMLEY | 400-33kV | 100 | 1 | 0.002 | 0.225 | 0 | 0.003 | 0.208
WALNEY EXTENSION | 400-220kV | 1000 | 0 | 0 | 0.02 | -0.025 | 0 | 0.021
NUSRLING-1 | 275-33kV | 200 | 1 | 0.002 | 0.225 | 0 | 0.003 | 0.208
LOVEDEAN | 400-33kV | 100 | 1 | 0.002 | 0.225 | 0 | 0.003 | 0.208
FLEET | 400-33kV | 100 | 1 | 0.002 | 0.225 | 0 | 0.003 | 0.208
MARCHWOOD | 400-33kV | 1200 | 1 | 0.002 | 0.225 | 0 | 0.003 | 0.208
FAWLEY | 400-33kV | 500 | 1 | 0.002 | 0.225 | 0 | 0.003 | 0.208
RAMPION OFFSHORE | 400-33kV | 400 | 1 | 0.002 | 0.225 | 0 | 0.003 | 0.208
DUNGENESS-1 | 275-33kV | 1200 | 1 | 0.002 | 0.225 | 0 | 0.003 | 0.208
CITY ROAD | 400-33kV | 100 | 1 | 0.002 | 0.225 | 0 | 0.003 | 0.208
WILLESDEN-1 | 275-33kV | 1200 | 1 | 0.002 | 0.225 | 0 | 0.003 | 0.208
BRIMSDOWN | 275-33kV | 800 | 1 | 0.002 | 0.225 | 0 | 0.003 | 0.208
MELGARVE | 400-275kV | 500 | 0 | 0 | 0.02 | -0.025 | 0 | 0.021
RYE HOUSE | 400-33kV | 1000 | 1 | 0.002 | 0.225 | 0 | 0.003 | 0.208
WYMONDLEY MAIN | 400-33kV | 100 | 1 | 0.002 | 0.225 | 0 | 0.003 | 0.208
EATON SOCON | 400-33kV | 800 | 1 | 0.002 | 0.225 | 0 | 0.003 | 0.208
RYHALL | 400-33kV | 500 | 1 | 0.002 | 0.225 | 0 | 0.003 | 0.208
RATCLIFFE ON SOAR-1 | 275-33kV | 1500 | 1 | 0.002 | 0.225 | 0 | 0.003 | 0.208
HIGH MARNHAM-1 | 275-33kV | 100 | 1 | 0.002 | 0.225 | 0 | 0.003 | 0.208
DRAX | 400-33kV | 3000 | 1 | 0.002 | 0.225 | 0 | 0.003 | 0.208
LACKENBY-1 | 275-33kV | 400 | 1 | 0.002 | 0.225 | 0 | 0.003 | 0.208
GREYSTONES | 275-33kV | 200 | 1 | 0.002 | 0.225 | 0 | 0.003 | 0.208
INNERWICK | 132-33kV | 100 | 1 | 0.002 | 0.225 | 0 | 0.003 | 0.208
DEANIE | 132-33kV | 100 | 1 | 0.002 | 0.225 | 0 | 0.003 | 0.208
REDMOSS | 132-33kV | 100 | 1 | 0.002 | 0.225 | 0 | 0.003 | 0.208
PETERHEAD-2 | 132-33kV | 1500 | 1 | 0.002 | 0.225 | 0 | 0.003 | 0.208
SELLINDGE A | 400-33kV | 100 | 1 | 0.002 | 0.225 | 0 | 0.003 | 0.208
KEMSLEY | 400-33kV | 100 | 1 | 0.002 | 0.225 | 0 | 0.003 | 0.208
CORYTON | 400-33kV | 800 | 1 | 0.002 | 0.225 | 0 | 0.003 | 0.208
KINGSNORTH | 400-33kV | 1000 | 1 | 0.002 | 0.225 | 0 | 0.003 | 0.208
GRAIN | 400-33kV | 2600 | 1 | 0.002 | 0.225 | 0 | 0.003 | 0.208
TILBURY-1 | 275-33kV | 100 | 1 | 0.002 | 0.225 | 0 | 0.003 | 0.208
BRAMFORD | 400-33kV | 200 | 1 | 0.002 | 0.225 | 0 | 0.003 | 0.208
NORWICH MAIN | 400-33kV | 800 | 1 | 0.002 | 0.225 | 0 | 0.003 | 0.208
MOSSFORD | 132-33kV | 100 | 1 | 0.002 | 0.225 | 0 | 0.003 | 0.208
BURWELL MAIN | 400-33kV | 100 | 1 | 0.002 | 0.225 | 0 | 0.003 | 0.208
SUTTON BRIDGE | 400-33kV | 1000 | 1 | 0.002 | 0.225 | 0 | 0.003 | 0.208
STAYTHORPE | 400-33kV | 2000 | 1 | 0.002 | 0.225 | 0 | 0.003 | 0.208
SPALDING NORTH | 400-33kV | 1200 | 1 | 0.002 | 0.225 | 0 | 0.003 | 0.208
COTTAM | 400-33kV | 500 | 1 | 0.002 | 0.225 | 0 | 0.003 | 0.208
WEST BURTON | 400-33kV | 1500 | 1 | 0.002 | 0.225 | 0 | 0.003 | 0.208
KEADBY | 400-33kV | 2000 | 1 | 0.002 | 0.225 | 0 | 0.003 | 0.208
SOUTH HUMBER BANK | 400-33kV | 1500 | 1 | 0.002 | 0.225 | 0 | 0.003 | 0.208
KILLINGHOLME | 400-33kV | 700 | 1 | 0.002 | 0.225 | 0 | 0.003 | 0.208
HUMBER REFINERY | 400-33kV | 1500 | 1 | 0.002 | 0.225 | 0 | 0.003 | 0.208
CONNAGILL | 275-132kV | 350 | 0 | 0 | 0.029 | -0.017 | 0 | 0.03
CORRIEMOILLIE | 132-33kV | 200 | 1 | 0.002 | 0.225 | 0 | 0.003 | 0.208
HORNSEA OFFSHORE | 220-33kV | 3000 | 1 | 0.002 | 0.225 | 0 | 0.003 | 0.208
SALTEND SOUTH | 275-33kV | 1500 | 1 | 0.002 | 0.225 | 0 | 0.003 | 0.208
WESTERMOST ROUGH OFFSHORE | 275-33kV | 200 | 1 | 0.002 | 0.225 | 0 | 0.003 | 0.208
HUMBER GATEWAY OFFSHORE | 275-33kV | 200 | 1 | 0.002 | 0.225 | 0 | 0.003 | 0.208
HARTLEPOOL | 275-33kV | 1300 | 1 | 0.002 | 0.225 | 0 | 0.003 | 0.208
RICHBOROUGH | 400-33kV | 300 | 1 | 0.002 | 0.225 | 0 | 0.003 | 0.208
LONDON ARRAY OFFSHORE WIND P1 | 400-33kV | 800 | 1 | 0.002 | 0.225 | 0 | 0.003 | 0.208
EAST ANGLIA ONE OFFSHORE | 220-33kV | 800 | 1 | 0.002 | 0.225 | 0 | 0.003 | 0.208
GALLOPER NORTH OFFSHORE | 132-33kV | 400 | 1 | 0.002 | 0.225 | 0 | 0.003 | 0.208
SIZEWELL | 400-33kV | 1200 | 1 | 0.002 | 0.225 | 0 | 0.003 | 0.208
AIGAS | 132-33kV | 100 | 1 | 0.002 | 0.225 | 0 | 0.003 | 0.208
GREATER GABBARD OFFSHORE | 132-33kV | 600 | 1 | 0.002 | 0.225 | 0 | 0.003 | 0.208
TRITON KNOLL ONSHORE-2 | 220-33kV | 1000 | 1 | 0.002 | 0.225 | 0 | 0.003 | 0.208
LINCS OFFSHORE | 400-33kV | 300 | 1 | 0.002 | 0.225 | 0 | 0.003 | 0.208
RACEBANK OFFSHORE | 220-33kV | 600 | 1 | 0.002 | 0.225 | 0 | 0.003 | 0.208
WALPOLE-2 | 220-33kV | 1000 | 1 | 0.002 | 0.225 | 0 | 0.003 | 0.208
NECTON | 400-33kV | 400 | 1 | 0.002 | 0.225 | 0 | 0.003 | 0.208
CULLIGRAN | 132-33kV | 100 | 1 | 0.002 | 0.225 | 0 | 0.003 | 0.208
STANAH-1 | 275-33kV | 100 | 1 | 0.002 | 0.225 | 0 | 0.003 | 0.208
BUSTLEHOLM-1 | 275-33kV | 100 | 1 | 0.002 | 0.225 | 0 | 0.003 | 0.208
BIRKENHEAD | 275-33kV | 100 | 1 | 0.002 | 0.225 | 0 | 0.003 | 0.208
KILMORACK | 132-33kV | 100 | 1 | 0.002 | 0.225 | 0 | 0.003 | 0.208
CLAYHILLS | 132-33kV | 100 | 1 | 0.002 | 0.225 | 0 | 0.003 | 0.208
BOLNEY | 400-33kV | 100 | 1 | 0.002 | 0.225 | 0 | 0.003 | 0.208
COVENTRY | 275-33kV | 100 | 1 | 0.002 | 0.225 | 0 | 0.003 | 0.208
EDINBANE | 132-33kV | 100 | 1 | 0.002 | 0.225 | 0 | 0.003 | 0.208
SANDFORD | 400-33kV | 100 | 1 | 0.002 | 0.225 | 0 | 0.003 | 0.208
MANNINGTON | 400-33kV | 100 | 1 | 0.002 | 0.225 | 0 | 0.003 | 0.208
TEMPLEBOROUGH | 275-33kV | 100 | 1 | 0.002 | 0.225 | 0 | 0.003 | 0.208
IRON ACTON | 275-33kV | 500 | 1 | 0.002 | 0.225 | 0 | 0.003 | 0.208
LISTER DRIVE | 275-33kV | 100 | 1 | 0.002 | 0.225 | 0 | 0.003 | 0.208
ABERTHAW | 275-33kV | 50 | 1 | 0.001 | 0.451 | 0 | 0.007 | 0.416
LUICHART | 132-33kV | 100 | 1 | 0.002 | 0.225 | 0 | 0.003 | 0.208
PENWORTHAM-1 | 275-33kV | 100 | 1 | 0.002 | 0.225 | 0 | 0.003 | 0.208
CREYKE DECK-1 | 275-33kV | 100 | 1 | 0.002 | 0.225 | 0 | 0.003 | 0.208
WASHWAY FARM | 275-33kV | 100 | 1 | 0.002 | 0.225 | 0 | 0.003 | 0.208
ORRIN | 132-33kV | 100 | 1 | 0.002 | 0.225 | 0 | 0.003 | 0.208
QUOICH | 132-33kV | 100 | 1 | 0.002 | 0.225 | 0 | 0.003 | 0.208
CEANACROC | 132-33kV | 100 | 1 | 0.002 | 0.225 | 0 | 0.003 | 0.208
BEINNEUN WIND FARM | 132-33kV | 100 | 1 | 0.002 | 0.225 | 0 | 0.003 | 0.208
BHLARAIDH WIND FARM | 132-33kV | 100 | 1 | 0.002 | 0.225 | 0 | 0.003 | 0.208
GLENDOE | 132-33kV | 100 | 1 | 0.002 | 0.225 | 0 | 0.003 | 0.208
HARKER BODER NODE | 400-132kV | 420 | 0 | 0.001 | 0.048 | -0.01 | 0.001 | 0.05
GLENMORISTON | 132-33kV | 100 | 1 | 0.002 | 0.225 | 0 | 0.003 | 0.208
LOCH NANT | 132-33kV | 100 | 1 | 0.002 | 0.225 | 0 | 0.003 | 0.208
MILLENIUM WIND | 132-33kV | 100 | 1 | 0.002 | 0.225 | 0 | 0.003 | 0.208
TAYNUILT | 132-33kV | 100 | 1 | 0.002 | 0.225 | 0 | 0.003 | 0.208
KILLIN CASCADE GROUP | 132-33kV | 100 | 1 | 0.002 | 0.225 | 0 | 0.003 | 0.208
FASNAKYLE | 275-33kV | 100 | 1 | 0.002 | 0.225 | 0 | 0.003 | 0.208
FORT AUGUSTUS-2 | 132-33kV | 100 | 1 | 0.002 | 0.225 | 0 | 0.003 | 0.208
AN SUIDHE | 132-33kV | 100 | 1 | 0.002 | 0.225 | 0 | 0.003 | 0.208
A-CHRUACH WINDFARM | 132-33kV | 100 | 1 | 0.002 | 0.225 | 0 | 0.003 | 0.208
ARDKINGLS WIND | 132-33kV | 100 | 1 | 0.002 | 0.225 | 0 | 0.003 | 0.208
CRYSTAL RIG | 400-132kV | 210 | 0 | 0.001 | 0.048 | -0.01 | 0.001 | 0.05
SLOY | 132-33kV | 200 | 1 | 0.002 | 0.225 | 0 | 0.003 | 0.208
CROSSAIG-2 | 132-33kV | 100 | 1 | 0.002 | 0.225 | 0 | 0.003 | 0.208
CARRADALE | 132-33kV | 200 | 1 | 0.002 | 0.225 | 0 | 0.003 | 0.208
MEADOWHEAD | 132-33kV | 100 | 1 | 0.002 | 0.225 | 0 | 0.003 | 0.208
ARECLEOCH | 132-33kV | 200 | 1 | 0.002 | 0.225 | 0 | 0.003 | 0.208
MARK HILL-2 | 132-33kV | 100 | 1 | 0.002 | 0.225 | 0 | 0.003 | 0.208
AUCHENCROSS | 275-33kV | 100 | 1 | 0.002 | 0.225 | 0 | 0.003 | 0.208
MARK HILL | 275-33kV | 100 | 1 | 0.002 | 0.225 | 0 | 0.003 | 0.208
KILGALLIOCH | 275-33kV | 200 | 1 | 0.002 | 0.225 | 0 | 0.003 | 0.208
COYLTON-2 | 132-33kV | 100 | 1 | 0.002 | 0.225 | 0 | 0.003 | 0.208
BONNYBRIDGE BORDER NODE | 400-275kV | 500 | 0 | 0 | 0.02 | -0.025 | 0 | 0.021
DERSALLOCH | 132-33kV | 100 | 1 | 0.002 | 0.225 | 0 | 0.003 | 0.208
DUNHILL | 132-33kV | 100 | 1 | 0.002 | 0.225 | 0 | 0.003 | 0.208
NEW CUMNOCK-2 | 132-33kV | 300 | 1 | 0.002 | 0.225 | 0 | 0.003 | 0.208
BLACKCRAIG | 132-33kV | 100 | 1 | 0.002 | 0.225 | 0 | 0.003 | 0.208
GLENLUCE | 132-33kV | 100 | 1 | 0.002 | 0.225 | 0 | 0.003 | 0.208
NEWTON STEWART | 132-33kV | 100 | 1 | 0.002 | 0.225 | 0 | 0.003 | 0.208
WEST OF DUDDON SANDS OFFSHORE | 400-33kV | 400 | 1 | 0.002 | 0.225 | 0 | 0.003 | 0.208
DINORWIG | 400-33kV | 2000 | 1 | 0 | 0.023 | 0 | 0 | 0.021
PENTIR | 400-33kV | 257 | 1 | 0 | 0.088 | 0 | 0.001 | 0.081
FFESTINIOG | 275-33kV | 500 | 1 | 0 | 0.045 | 0 | 0.001 | 0.042
FARIGAIG | 275-132kV | 350 | 0 | 0 | 0.029 | -0.017 | 0 | 0.03
TRAWSFYNYDD-1 | 275-33kV | 150 | 1 | 0.001 | 0.15 | 0 | 0.002 | 0.139
INDIAN QUEENS | 400-33kV | 200 | 1 | 0.002 | 0.225 | 0 | 0.003 | 0.208
LANDULPH2 | 400-33kV | 100 | 1 | 0.002 | 0.225 | 0 | 0.003 | 0.208
LANDULPH1 | 400-33kV | 100 | 1 | 0.002 | 0.225 | 0 | 0.003 | 0.208
ABHAM-1 | 275-33kV | 100 | 1 | 0.002 | 0.225 | 0 | 0.003 | 0.208
LANGAGE | 400-33kV | 1000 | 1 | 0.002 | 0.225 | 0 | 0.003 | 0.208
CHICKERELL1 | 400-33kV | 100 | 1 | 0.002 | 0.225 | 0 | 0.003 | 0.208
EXETER | 400-33kV | 100 | 1 | 0.002 | 0.225 | 0 | 0.003 | 0.208
BRIDGE WATER | 275-33kV | 100 | 1 | 0.002 | 0.225 | 0 | 0.003 | 0.208
TAUNTON | 400-33kV | 100 | 1 | 0.002 | 0.225 | 0 | 0.003 | 0.208
MELGARVE SUBSTATION | 275-132kV | 350 | 0 | 0 | 0.029 | -0.017 | 0 | 0.03
HINKLEY POINT | 400-33kV | 1200 | 1 | 0.002 | 0.225 | 0 | 0.003 | 0.208
SWANSEA NORTH-1 | 275-33kV | 851 | 2 | 0 | 0.026 | 0 | 0 | 0.024
RHIGOS | 400-33kV | 400 | 1 | 0.002 | 0.225 | 0 | 0.003 | 0.208
OLDBURY-1 | 275-33kV | 300 | 1 | 0.002 | 0.225 | 0 | 0.003 | 0.208
CELLARHEAD | 400-33kV | 100 | 1 | 0.002 | 0.225 | 0 | 0.003 | 0.208
LEGACY | 400-33kV | 278 | 1 | 0 | 0.081 | 0 | 0.001 | 0.075
WILLINGTON EAST-1 | 275-33kV | 100 | 1 | 0.002 | 0.225 | 0 | 0.003 | 0.208
BEATRICE SUBSTATION | 400-220kV | 500 | 0 | 0 | 0.02 | -0.025 | 0 | 0.021
CONNAH'S QUAY | 400-33kV | 2088 | 1 | 0 | 0.086 | 0 | 0.001 | 0.08
BODELWYDDAN | 400-33kV | 480 | 1 | 0 | 0.094 | 0 | 0.001 | 0.087
ROCKSAVAGE | 400-33kV | 1000 | 1 | 0.002 | 0.225 | 0 | 0.003 | 0.208
BURBO BANK EXTENSION OFFSHORE | 220-33kV | 300 | 1 | 0.002 | 0.225 | 0 | 0.003 | 0.208
CAPENHURST-1 | 275-33kV | 300 | 1 | 0.002 | 0.225 | 0 | 0.003 | 0.208
HEYSHAM | 400-33kV | 20000 | 1 | 0.002 | 0.225 | 0 | 0.003 | 0.208
WALNEY 3 OFFSHORE | 220-33kV | 600 | 1 | 0.002 | 0.225 | 0 | 0.003 | 0.208
WALNEY 4 OFFSHORE | 220-33kV | 600 | 1 | 0.002 | 0.225 | 0 | 0.003 | 0.208
DUMFRIES | 132-33kV | 100 | 1 | 0.002 | 0.225 | 0 | 0.003 | 0.208
CHAPELCROSS | 132-33kV | 100 | 1 | 0.002 | 0.225 | 0 | 0.003 | 0.208
BLACKHILL | 132-33kV | 100 | 1 | 0.002 | 0.225 | 0 | 0.003 | 0.208
GLENGLASS | 132-33kV | 100 | 1 | 0.002 | 0.225 | 0 | 0.003 | 0.208
EWE HILL | 132-33kV | 100 | 1 | 0.002 | 0.225 | 0 | 0.003 | 0.208
CLYDE SOUTH | 275-33kV | 200 | 1 | 0.002 | 0.225 | 0 | 0.003 | 0.208
CLYDE NORTH | 275-33kV | 400 | 1 | 0.002 | 0.225 | 0 | 0.003 | 0.208
GALAWHISTLE | 132-33kV | 100 | 1 | 0.002 | 0.225 | 0 | 0.003 | 0.208
MAYBOLE | 132-33kV | 200 | 1 | 0.002 | 0.225 | 0 | 0.003 | 0.208
SANDY KNOWE | 132-33kV | 100 | 1 | 0.002 | 0.225 | 0 | 0.003 | 0.208
CUMBERHEAD | 132-33kV | 100 | 1 | 0.002 | 0.225 | 0 | 0.003 | 0.208
MOFFAT-2 | 132-33kV | 100 | 1 | 0.002 | 0.225 | 0 | 0.003 | 0.208
AMERSHAM MAIN | 400-275kV | 1000 | 0 | 0 | 0.02 | -0.025 | 0 | 0.021
AYR | 275-132kV | 350 | 0 | 0 | 0.029 | -0.017 | 0 | 0.03
BARKING | 400-275kV | 1000 | 0 | 0 | 0.02 | -0.025 | 0 | 0.021
BEAUTY | 400-275kV | 1000 | 0 | 0 | 0.02 | -0.025 | 0 | 0.021
BEAUTY-1 | 275-132kV | 1050 | 0 | 0 | 0.029 | -0.017 | 0 | 0.03
BEDDINGTON | 400-275kV | 2000 | 0 | 0 | 0.02 | -0.025 | 0 | 0.021
BLACK HILLOCK-1 | 275-132kV | 700 | 0 | 0 | 0.029 | -0.017 | 0 | 0.03
BLACKHILLOCK | 400-275kV | 2000 | 0 | 0 | 0.02 | -0.025 | 0 | 0.021
BLYTH | 400-275kV | 1500 | 0 | 0 | 0.02 | -0.025 | 0 | 0.021
BONNYBRIDGE | 275-132kV | 700 | 0 | 0 | 0.029 | -0.017 | 0 | 0.03
BRADFORD WEST | 400-275kV | 1000 | 0 | 0 | 0.02 | -0.025 | 0 | 0.021
BRINSWORTH | 400-275kV | 1000 | 0 | 0 | 0.02 | -0.025 | 0 | 0.021
BURSTALL | 400-220kV | 1000 | 0 | 0 | 0.02 | -0.025 | 0 | 0.021
BUSTLEHOLM | 400-275kV | 1000 | 0 | 0 | 0.02 | -0.025 | 0 | 0.021
CAPENHURST | 400-275kV | 1000 | 0 | 0 | 0.02 | -0.025 | 0 | 0.021
CHARLOTTE STREET | 275-132kV | 700 | 0 | 0 | 0.029 | -0.017 | 0 | 0.03
CILFYNYDD | 400-275kV | 750 | 0 | 0 | 0.013 | -0.037 | 0 | 0.014
COALBURN | 400-132kV | 630 | 0 | 0.001 | 0.048 | -0.01 | 0.001 | 0.05
COCKENZIE | 400-275kV | 500 | 0 | 0 | 0.02 | -0.025 | 0 | 0.021
COYLTON | 275-132kV | 700 | 0 | 0 | 0.029 | -0.017 | 0 | 0.03
CREYKE BECK | 400-275kV | 2000 | 0 | 0 | 0.02 | -0.025 | 0 | 0.021
CROSSAIG | 220-132kV | 420 | 0 | 0.001 | 0.048 | -0.01 | 0.001 | 0.05
CURRIE | 275-132kV | 1050 | 0 | 0 | 0.029 | -0.017 | 0 | 0.03
DAINES | 400-275kV | 1000 | 0 | 0 | 0.02 | -0.025 | 0 | 0.021
DALMARNOK | 275-132kV | 700 | 0 | 0 | 0.029 | -0.017 | 0 | 0.03
DENNY | 400-275kV | 500 | 0 | 0 | 0.02 | -0.025 | 0 | 0.021
DENNY-1 | 275-132kV | 350 | 0 | 0 | 0.029 | -0.017 | 0 | 0.03
DEVOLMOOR | 400-132kV | 420 | 0 | 0.001 | 0.048 | -0.01 | 0.001 | 0.05
DEWAR PLACE-1 | 275-132kV | 700 | 0 | 0 | 0.029 | -0.017 | 0 | 0.03
DOUNREAY | 275-132kV | 700 | 0 | 0 | 0.029 | -0.017 | 0 | 0.03
DRAKELOW | 400-275kV | 500 | 0 | 0 | 0.02 | -0.025 | 0 | 0.021
DRUMCHAPEL | 275-132kV | 700 | 0 | 0 | 0.029 | -0.017 | 0 | 0.03
DUNGENESS | 400-275kV | 1000 | 0 | 0 | 0.02 | -0.025 | 0 | 0.021
EAST KILBRIDE-1 | 275-132kV | 700 | 0 | 0 | 0.029 | -0.017 | 0 | 0.03
ECCLES | 400-132kV | 420 | 0 | 0.001 | 0.048 | -0.01 | 0.001 | 0.05
ELSTREE | 400-275kV | 1500 | 0 | 0 | 0.02 | -0.025 | 0 | 0.021
ELVANFOOT | 400-275kV | 1000 | 0 | 0 | 0.02 | -0.025 | 0 | 0.021
FECKENHAM | 400-275kV | 500 | 0 | 0 | 0.02 | -0.025 | 0 | 0.021
FERRYBRIDGE | 400-275kV | 1000 | 0 | 0 | 0.02 | -0.025 | 0 | 0.021
FETTERESSO | 275-132kV | 350 | 0 | 0 | 0.029 | -0.017 | 0 | 0.03
FORT AUGUSTUS | 400-132kV | 420 | 0 | 0.001 | 0.048 | -0.01 | 0.001 | 0.05
FORT AUGUSTUS-1 | 275-132kV | 700 | 0 | 0 | 0.029 | -0.017 | 0 | 0.03
FRODSHAM | 400-275kV | 1000 | 0 | 0 | 0.02 | -0.025 | 0 | 0.021
FYRISH | 275-132kV | 700 | 0 | 0 | 0.029 | -0.017 | 0 | 0.03
GIFFNOCK | 275-132kV | 700 | 0 | 0 | 0.029 | -0.017 | 0 | 0.03
GRETNA | 400-132kV | 420 | 0 | 0.001 | 0.048 | -0.01 | 0.001 | 0.05
HAMS HALL | 400-275kV | 500 | 0 | 0 | 0.02 | -0.025 | 0 | 0.021
HARKER | 400-275kV | 2000 | 0 | 0 | 0.02 | -0.025 | 0 | 0.021
HARKER-1 | 275-132kV | 350 | 0 | 0 | 0.029 | -0.017 | 0 | 0.03
HAWTHORN PIT | 400-275kV | 500 | 0 | 0 | 0.02 | -0.025 | 0 | 0.021
HIGH MARNHAM | 400-275kV | 2000 | 0 | 0 | 0.02 | -0.025 | 0 | 0.021
HUNTERSTON | 400-132kV | 420 | 0 | 0.001 | 0.048 | -0.01 | 0.001 | 0.05
HUNTERSTON NORTH | 400-220kV | 1000 | 0 | 0 | 0.02 | -0.025 | 0 | 0.021
INVERARNAN | 275-132kV | 700 | 0 | 0 | 0.029 | -0.017 | 0 | 0.03
IVER | 400-275kV | 2000 | 0 | 0 | 0.02 | -0.025 | 0 | 0.021
HACKNEY | 400-275kV | 1000 | 0 | 0 | 0.02 | -0.025 | 0 | 0.021
KEARSLEY | 400-275kV | 1000 | 0 | 0 | 0.02 | -0.025 | 0 | 0.021
KEITH | 275-132kV | 700 | 0 | 0 | 0.029 | -0.017 | 0 | 0.03
KILMARNOCK SOUTH | 400-275kV | 1000 | 0 | 0 | 0.02 | -0.025 | 0 | 0.021
KILMARNOCK SOUTH-1 | 275-132kV | 350 | 0 | 0 | 0.029 | -0.017 | 0 | 0.03
KILMARNOCK TOWN | 275-132kV | 700 | 0 | 0 | 0.029 | -0.017 | 0 | 0.03
KINTORE | 275-132kV | 1050 | 0 | 0 | 0.029 | -0.017 | 0 | 0.03
KNOCKNAGAEL | 275-132kV | 700 | 0 | 0 | 0.029 | -0.017 | 0 | 0.03
LACKENBY | 400-275kV | 2000 | 0 | 0 | 0.02 | -0.025 | 0 | 0.021
LITTLEBROOK | 400-275kV | 1000 | 0 | 0 | 0.02 | -0.025 | 0 | 0.021
LOCH BUIDHE | 275-132kV | 700 | 0 | 0 | 0.029 | -0.017 | 0 | 0.03
MACCLESFIELD | 400-275kV | 500 | 0 | 0 | 0.02 | -0.025 | 0 | 0.021
MARK HILL | 275-132kV | 350 | 0 | 0 | 0.029 | -0.017 | 0 | 0.03
MELKSHAM | 400-275kV | 1200 | 0 | 0 | 0.02 | -0.025 | 0 | 0.021
MOFFAT | 275-132kV | 700 | 0 | 0 | 0.029 | -0.017 | 0 | 0.03
MONK FRYSTON | 400-275kV | 1500 | 0 | 0 | 0.02 | -0.025 | 0 | 0.021
MOSSOMORRAN | 275-132kV | 700 | 0 | 0 | 0.029 | -0.017 | 0 | 0.03
NEILSTON | 400-275kV | 500 | 0 | 0 | 0.02 | -0.025 | 0 | 0.021
NEILSTON-1 | 275-132kV | 700 | 0 | 0 | 0.029 | -0.017 | 0 | 0.03
NEW CUMNOCK | 275-132kV | 1750 | 0 | 0 | 0.029 | -0.017 | 0 | 0.03
NORTON | 400-275kV | 1000 | 0 | 0 | 0.02 | -0.025 | 0 | 0.021
OLDBURY | 400-275kV | 1000 | 0 | 0 | 0.02 | -0.025 | 0 | 0.021
PEMBROKE | 400-33kV | 2760 | 4 | 0 | 0.082 | 0 | 0.001 | 0.075
PENIN | 400-275kV | 1000 | 0 | 0 | 0.02 | -0.025 | 0 | 0.021
PENWORTHAM | 400-275kV | 3000 | 0 | 0 | 0.02 | -0.025 | 0 | 0.021
PERSLEY | 275-132kV | 700 | 0 | 0 | 0.029 | -0.017 | 0 | 0.03
PETERHEAD | 275-132kV | 1050 | 0 | 0 | 0.029 | -0.017 | 0 | 0.03
PORTOBELLO | 275-132kV | 700 | 0 | 0 | 0.029 | -0.017 | 0 | 0.03
RATCLIFFE ON SOAR | 400-275kV | 500 | 0 | 0 | 0.02 | -0.025 | 0 | 0.021
ROCHDALE | 400-275kV | 500 | 0 | 0 | 0.02 | -0.025 | 0 | 0.021
SHREWSBURY | 400-275kV | 500 | 0 | 0 | 0.02 | -0.025 | 0 | 0.021
SHRUBHILL | 275-132kV | 700 | 0 | 0 | 0.029 | -0.017 | 0 | 0.03
SIGHTHILL | 275-132kV | 700 | 0 | 0 | 0.029 | -0.017 | 0 | 0.03
SMEATON | 400-275kV | 500 | 0 | 0 | 0.02 | -0.025 | 0 | 0.021
SMEATON-1 | 275-132kV | 350 | 0 | 0 | 0.029 | -0.017 | 0 | 0.03
SPITTAL | 275-132kV | 700 | 0 | 0 | 0.029 | -0.017 | 0 | 0.03
ST.JOHNS WOOD | 400-275kV | 2500 | 0 | 0 | 0.02 | -0.025 | 0 | 0.021
STALYBRIDGE | 400-275kV | 1000 | 0 | 0 | 0.02 | -0.025 | 0 | 0.021
STANAH | 400-275kV | 1000 | 0 | 0 | 0.02 | -0.025 | 0 | 0.021
STELLA WEST | 400-275kV | 1000 | 0 | 0 | 0.02 | -0.025 | 0 | 0.021
STOCKSBRIDGE | 400-275kV | 500 | 0 | 0 | 0.02 | -0.025 | 0 | 0.021
STRATHAVEN | 400-275kV | 1000 | 0 | 0 | 0.02 | -0.025 | 0 | 0.021
SWANSEA NORTH | 400-275kV | 1210 | 0 | 0 | 0.008 | -0.06 | 0 | 0.009
TEALING | 275-132kV | 1050 | 0 | 0 | 0.029 | -0.017 | 0 | 0.03
ABHAM | 400-275kV | 1000 | 0 | 0 | 0.02 | -0.025 | 0 | 0.021
BERRY BURN | 275-132kV | 350 | 0 | 0 | 0.029 | -0.017 | 0 | 0.03
BRAINTREE | 400-275kV | 500 | 0 | 0 | 0.02 | -0.025 | 0 | 0.021
CAIRNFORD | 275-132kV | 350 | 0 | 0 | 0.029 | -0.017 | 0 | 0.03
CULHAM JET | 400-275kV | 1500 | 0 | 0 | 0.02 | -0.025 | 0 | 0.021
DALLAS | 275-132kV | 350 | 0 | 0 | 0.029 | -0.017 | 0 | 0.03
NURSLING | 400-275kV | 500 | 0 | 0 | 0.02 | -0.025 | 0 | 0.021
WINDYHILL | 400-275kV | 500 | 0 | 0 | 0.02 | -0.025 | 0 | 0.021
THORPE MARSH | 400-275kV | 1500 | 0 | 0 | 0.02 | -0.025 | 0 | 0.021
THURSO SOUTH | 275-132kV | 700 | 0 | 0 | 0.029 | -0.017 | 0 | 0.03
TILBURY | 400-275kV | 1000 | 0 | 0 | 0.02 | -0.025 | 0 | 0.021
TOMATIN | 275-132kV | 700 | 0 | 0 | 0.029 | -0.017 | 0 | 0.03
TORNESS | 400-132kV | 1260 | 0 | 0.001 | 0.048 | -0.01 | 0.001 | 0.05
TRAWSFYNYDD | 400-275kV | 966 | 0 | 0 | 0.01 | -0.048 | 0 | 0.011
TUMMEL | 275-132kV | 700 | 0 | 0 | 0.029 | -0.017 | 0 | 0.03
UPPER BOAT | 275-132kV | 524 | 2 | 0.001 | 0.038 | -0.013 | 0.001 | 0.04
UPPER BOAT-2 | 132-33kV | 105 | 8 | 0.002 | 0.215 | 0 | 0.003 | 0.198
USKMOUTH | 275-33kV | 1560 | 1 | 0 | 0.072 | 0 | 0.001 | 0.067
WALTHAM CROSS | 400-275kV | 2000 | 0 | 0 | 0.02 | -0.025 | 0 | 0.021
WEST THURROCK | 400-275kV | 1000 | 0 | 0 | 0.02 | -0.025 | 0 | 0.021
WEST WEYBRIDGE | 400-275kV | 2000 | 0 | 0 | 0.02 | -0.025 | 0 | 0.021
WESTFIELD | 275-132kV | 700 | 0 | 0 | 0.029 | -0.017 | 0 | 0.03
WHITEHOUSE-1 | 275-132kV | 700 | 0 | 0 | 0.029 | -0.017 | 0 | 0.03
WHITSON | 400-275kV | 800 | 0 | 0 | 0.012 | -0.04 | 0 | 0.013
WILLESDEN | 400-275kV | 1000 | 0 | 0 | 0.02 | -0.025 | 0 | 0.021
WILLINGTON EAST | 400-275kV | 1000 | 0 | 0 | 0.02 | -0.025 | 0 | 0.021
WIMBLEDON | 400-275kV | 500 | 0 | 0 | 0.02 | -0.025 | 0 | 0.021
WINDYHILL-1 | 275-132kV | 1050 | 0 | 0 | 0.029 | -0.017 | 0 | 0.03
WISHAW | 400-275kV | 1000 | 0 | 0 | 0.02 | -0.025 | 0 | 0.021
WISHAW-1 | 275-132kV | 350 | 0 | 0 | 0.029 | -0.017 | 0 | 0.03

## Static Generator
Name | Plant Category | Subcategory | Act.Pow. | App.Pow. | Pmax | Max.React.Power Limit
|  |  | MW | MVA | MW | Mvar
CREAG RIABHACH WINDFARM | Wind | Onshore | 88.2 | 115.5 | 92.4 | 62.1
ABERTHAW33 | Storage |  | 15.2 | 25 | 20 | 25
USKMOUTH33 | Storage |  | 174.6 | 287.5 | 230 | 287.5
RHIGOS33 | Wind | Onshore | 300.6 | 285 | 228 | 153.1
CORRIEMOILLIE33 | Wind | Onshore | 45.3 | 59.4 | 47.5 | 31.9
CORRIEMOILLIE33 | Wind | Onshore | 65.8 | 86.2 | 69 | 46.3
BEINNEUN WIND FARM33 | Wind | Onshore | 104 | 136.2 | 109 | 73.2
BHLARAIDH WIND FARM33 | Wind | Onshore | 103 | 135 | 108 | 72.5
MILLENIUM WIND33 | Wind | Onshore | 62 | 81.2 | 65 | 43.7
TAYNUILT33 | Wind | Onshore | 43.9 | 57.5 | 46 | 30.9
AN SUIDHE33 | Wind | Onshore | 18.4 | 24.1 | 19.3 | 13
A-CHRUACH WINDFARM33 | Wind | Onshore | 41 | 53.8 | 43 | 28.9
ARDKINGLS WIND33 | Wind | Onshore | 18.4 | 24.1 | 19.2 | 12.9
CROSSAIG33 | Wind | Onshore | 19.6 | 25.6 | 20.5 | 13.8
CROSSAIG33 | Wind | Onshore | 21.2 | 27.8 | 22.2 | 14.9
CARRADALE33 | Wind | Onshore | 47.7 | 62.5 | 50 | 33.6
CARRADALE33 | Wind | Onshore | 41.7 | 54.6 | 43.7 | 29.4
CARRADALE33 | Wind | Onshore | 33.4 | 43.8 | 35 | 23.5
ARECLEOCH33 | Wind | Onshore | 108.8 | 142.5 | 114 | 76.6
MARK HILL33 | Wind | Onshore | 19.1 | 25 | 20 | 13.4
AUCHENCROSS33 | Wind | Onshore | 30.7 | 40.2 | 32.2 | 21.6
MARK HILL33-1 | Wind | Onshore | 50.5 | 66.2 | 53 | 35.6
KILGALLIOCH33 | Wind | Onshore | 217.5 | 285 | 228 | 153.1
COYLTON33 | Wind | Onshore | 28.4 | 37.2 | 29.8 | 20
DERSALLOCH33 | Wind | Onshore | 65.8 | 86.2 | 69 | 46.3
DUNHILL33 | Wind | Onshore | 58.7 | 76.9 | 61.5 | 41.3
NEW CUMNOCK33 | Wind | Onshore | 224.2 | 293.8 | 235 | 157.8
BLACKCRAIG33 | Wind | Onshore | 50.5 | 66.1 | 52.9 | 35.5
GLENLUCE33 | Wind | Onshore | 26.3 | 34.4 | 27.5 | 18.5
NEWTON STEWART33 | Wind | Onshore | 26.7 | 35 | 28 | 18.8
WEST OF DUDDON SANDS OFFSHORE33 | Wind | Offshore | 364.4 | 477.5 | 382 | 256.6
CONNAH'S QUAY33 | Storage |  | 0.8 | 1.2 | 1 | 1.2
BODELWYDDAN33 | Wind | Offshore | 547.6 | 717.5 | 574 | 385.5
BURBO BANK EXTENSION OFFSHORE33 | Wind | Offshore | 246.1 | 322.5 | 258 | 173.3
CAPENHURST33 | Storage |  | 75.9 | 125 | 100 | 125
HEYSHAM33 | Wind | Offshore | 143.1 | 187.5 | 150 | 100.7
HEYSHAM33 | Wind | Offshore | 85.9 | 112.5 | 90 | 60.4
WALNEY 3 OFFSHORE33 | Wind | Offshore | 314.9 | 412.5 | 330 | 221.6
WALNEY 3 OFFSHORE33 | Wind | Offshore | 173.6 | 227.5 | 182 | 122.2
WALNEY 4 OFFSHORE33 | Wind | Offshore | 173.6 | 227.5 | 182 | 122.2
WALNEY 4 OFFSHORE33 | Wind | Offshore | 314.9 | 412.5 | 330 | 221.6
DUMFRIES33 | Wind | Onshore | 28.6 | 37.5 | 30 | 20.1
CHAPELCROSS33 | Wind | Onshore | 4.5 | 5.9 | 4.7 | 3.2
CHAPELCROSS33 | Wind | Onshore | 35.8 | 46.9 | 37.5 | 25.2
CHAPELCROSS33 | Wind | Onshore | 28.5 | 37.4 | 29.9 | 20.1
BLACKHILL33 | Wind | Onshore | 47.7 | 62.5 | 50 | 33.6
BLACKHILL33 | Wind | Onshore | 40.8 | 53.5 | 42.8 | 28.7
GLENGLASS33 | Wind | Onshore | 25.8 | 33.8 | 27 | 18.1
GLENGLASS33 | Wind | Onshore | 28.6 | 37.5 | 30 | 20.1
GLENGLASS33 | Wind | Onshore | 36.1 | 47.2 | 37.8 | 25.4
EWE HILL33 | Wind | Onshore | 37.2 | 48.8 | 39 | 26.2
EWE HILL33 | Wind | Onshore | 43.9 | 57.5 | 46 | 30.9
CLYDE SOUTH33 | Wind | Onshore | 122.9 | 161 | 128.8 | 86.5
CLYDE NORTH33 | Wind | Onshore | 357.3 | 468.1 | 374.5 | 251.5
GALAWHISTLE33 | Wind | Onshore | 52.6 | 69 | 55.2 | 37.1
MAYBOLE33 | Wind | Onshore | 28.6 | 37.4 | 30 | 20.1
MAYBOLE33 | Wind | Onshore | 95.3 | 124.9 | 99.9 | 67.1
SANDY KNOWE33 | Wind | Onshore | 82.4 | 108 | 86.4 | 58
CUMBERHEAD33 | Wind | Onshore | 47.7 | 62.5 | 50 | 33.6
MOFFAT33 | Wind | Onshore | 23.8 | 31.2 | 25 | 16.8
KYPE MUIR33 | Wind | Onshore | 64.1 | 84 | 67.2 | 45.1
MIDDLEMUIR33 | Wind | Onshore | 48.6 | 63.8 | 51 | 34.3
COALBURN33 | Wind | Onshore | 42.9 | 56.2 | 45 | 30.2
COALBURN33 | Wind | Onshore | 57.2 | 75 | 60 | 40.3
COALBURN33 | Wind | Onshore | 84.3 | 110.5 | 88.4 | 59.4
COALBURN33 | Wind | Onshore | 40.1 | 52.5 | 42 | 28.2
COALBURN33 | Wind | Onshore | 33.4 | 43.8 | 35 | 23.5
HARESTANES33 | Wind | Onshore | 119.2 | 156.2 | 125 | 84
WHITELEE EXT33 | Wind | Onshore | 196.5 | 257.5 | 206 | 138.4
STRATHAVEN33 | Wind | Onshore | 34.3 | 45 | 36 | 24.2
WHITELEE33 | Wind | Onshore | 291 | 381.2 | 305 | 204.8
STRONELAIRG WIND FARM33 | Wind | Onshore | 217.4 | 284.8 | 227.8 | 153
BRACO33 | Wind | Onshore | 70.6 | 92.5 | 74 | 49.7
DUNMAGLASS33 | Wind | Onshore | 89.7 | 117.5 | 94 | 63.1
CORRIEGARTH WIND FARM33 | Wind | Onshore | 65.8 | 86.2 | 69 | 46.3
BERRY BURN33 | Wind | Onshore | 63.9 | 83.8 | 67 | 45
BERRY BURN33 | Wind | Onshore | 26.3 | 34.5 | 27.6 | 18.5
DORENELL33 | Wind | Onshore | 168.9 | 221.2 | 177 | 118.9
INVERNESS33 | Wind | Onshore | 57.2 | 75 | 60 | 40.3
GLEN KYLLACHY WINDFARM-ONSHORE33 | Wind | Onshore | 46.3 | 60.6 | 48.5 | 32.6
BEATRICE OFFSHORE33 | Wind | Offshore | 561 | 735 | 588 | 394.9
KEITH33 | Wind | Onshore | 46.1 | 60.4 | 48.3 | 32.4
KEITH33 | Wind | Onshore | 24.8 | 32.5 | 26 | 17.5
KEITH33 | Wind | Onshore | 35.3 | 46.2 | 37 | 24.9
KEITH33 | Wind | Onshore | 4.3 | 5.6 | 4.5 | 3
BEAUTY33 | Wind | Onshore | 87.8 | 115 | 92 | 61.8
MYBSTER33 | Wind | Onshore | 25.4 | 33.3 | 26.6 | 17.9
MYBSTER33 | Wind | Onshore | 21.5 | 28.1 | 22.5 | 15.1
ALNESS33 | Wind | Onshore | 28.6 | 37.5 | 30 | 20.1
ALNESS33 | Wind | Onshore | 27.7 | 36.2 | 29 | 19.5
BRORA33 | Wind | Onshore | 63.9 | 83.8 | 67 | 45
SPITTAL33 | Wind | Onshore | 27.2 | 35.6 | 28.5 | 19.1
STRATHY WIND33 | Wind | Onshore | 64.6 | 84.6 | 67.6 | 45.4
GORDONBUSH33 | Wind | Onshore | 103 | 135 | 108 | 72.5
DOUNREAY33 | Wind | Onshore | 50.1 | 65.6 | 52.5 | 35.3
NEW DEER33 | Wind | Offshore | 858.7 | 1125 | 900 | 604.5
ABERDEEN BAY WINDFARM33 | Wind | Offshore | 91.1 | 119.4 | 95.5 | 64.1
KINTORE33 | Wind | Onshore | 11.9 | 15.6 | 12.5 | 8.4
BRIDGE OF DUN33 | Wind | Onshore | 16.2 | 21.2 | 17 | 11.4
FIDDES33 | Wind | Onshore | 23.8 | 31.2 | 25 | 16.8
FIDDES33 | Wind | Onshore | 7.2 | 9.4 | 7.5 | 5
COUPAR ANGUS33 | Wind | Onshore | 16.7 | 21.9 | 17.5 | 11.8
GRIFFIN WINDFARM33 | Wind | Onshore | 179.9 | 235.8 | 188.6 | 126.7
LIVINGSTON33 | Wind | Onshore | 49.3 | 64.6 | 51.7 | 34.7
BLACKLAW33 | Wind | Onshore | 112.6 | 147.5 | 118 | 79.3
BLACKLAW EXTENSION33 | Wind | Onshore | 57.2 | 75 | 60 | 40.3
DUNLAW EXTENSION33 | Wind | Onshore | 9.1 | 12 | 9.6 | 6.4
DUNLAW EXTENSION33 | Wind | Onshore | 26.3 | 34.5 | 27.6 | 18.5
DUNLAW EXTENSION33 | Wind | Onshore | 28.4 | 37.2 | 29.8 | 20
FALLAGO33 | Wind | Onshore | 137.4 | 180 | 144 | 96.7
CRYSTAL RIG33 | Wind | Onshore | 131.6 | 172.5 | 138 | 92.7
CRYSTAL RIG33 | Wind | Onshore | 13.1 | 17.2 | 13.8 | 9.3
HARKER33 | Wind | Offshore | 87.8 | 115 | 92 | 61.8
HARKER33 | Wind | Offshore | 82.1 | 107.5 | 86 | 57.8
HUTTON33 | Storage |  | 7.6 | 12.5 | 10 | 12.5
COWLEY33 | Storage |  | 37.9 | 62.4 | 49.9 | 62.4
NUSRLING33 | Storage |  | 37.9 | 62.4 | 49.9 | 62.4
RAMPION OFFSHORE33 | Wind | Offshore | 381.6 | 500 | 400 | 268.7
DRAX33 | Wind | Onshore | 30.5 | 40 | 32 | 21.5
INNERWICK33 | Wind | Onshore | 48.7 | 63.8 | 51 | 34.3
INNERWICK33 | Wind | Onshore | 62 | 81.2 | 65 | 43.6
REDMOSS33 | Wind | Offshore | 47.3 | 62 | 49.6 | 33.3
PETERHEAD33 | Storage |  | 22.8 | 37.5 | 30 | 37.5
KEMSLEY33 | Storage |  | 37.9 | 62.4 | 49.9 | 62.4
BRAMFORD33 | Wind | Offshore | 95.3 | 124.9 | 99.9 | 67.1
BRAMFORD33 | Wind | Offshore | 61.1 | 80 | 64 | 43
NORWICH MAIN33 | Wind | Offshore | 300.5 | 393.8 | 315 | 211.6
BURWELL MAIN33 | Storage |  | 37.9 | 62.4 | 49.9 | 62.4
SPALDING NORTH33 | Storage |  | 227.8 | 375 | 300 | 375
HORNSEA OFFSHORE33 | Wind | Offshore | 419.8 | 550 | 440 | 295.5
HORNSEA OFFSHORE33 | Wind | Offshore | 419.8 | 550 | 440 | 295.5
HORNSEA OFFSHORE33 | Wind | Offshore | 419.8 | 550 | 440 | 295.5
HORNSEA OFFSHORE33 | Wind | Offshore | 381.6 | 500 | 400 | 268.7
HORNSEA OFFSHORE33 | Wind | Offshore | 381.6 | 500 | 400 | 268.7
HORNSEA OFFSHORE33 | Wind | Offshore | 381.6 | 500 | 400 | 268.7
WESTERMOST ROUGH OFFSHORE33 | Wind | Offshore | 197 | 258.1 | 206.5 | 138.7
HUMBER GATEWAY OFFSHORE33 | Wind | Offshore | 209.9 | 275 | 220 | 147.8
RICHBOROUGH33 | Wind | Offshore | 286.2 | 375 | 300 | 201.5
LONDON ARRAY OFFSHORE WIND P133 | Wind | Offshore | 601.1 | 787.5 | 630 | 423.1
EAST ANGLIA ONE OFFSHORE33 | Wind | Offshore | 648.8 | 850 | 680 | 456.7
GALLOPER NORTH OFFSHORE33 | Wind | Offshore | 332 | 435 | 348 | 233.7
GREATER GABBARD OFFSHORE33 | Wind | Offshore | 477 | 625 | 500 | 335.8
TRITON KNOLL ONSHORE33 | Wind | Offshore | 786.1 | 1030 | 824 | 553.4
LINCS OFFSHORE33 | Wind | Offshore | 252.8 | 331.2 | 265 | 178
RACEBANK OFFSHORE33 | Wind | Offshore | 539 | 706.2 | 565 | 379.5
NECTON33 | Wind | Offshore | 381.6 | 500 | 400 | 268.7
NEMO SUB | Other Static Generator | Interconnection | 369 | 1250 | 1000 | 387.5
IFA SUB | Other Static Generator | Interconnection | 197.2 | 2500 | 2000 | 775
IFA2 SUB | Other Static Generator | Interconnection | 194 | 1250 | 1000 | 387.5
EWC SUB | Other Static Generator | Interconnection | -45.8 | 625 | 500 | 193.8
NSL SUB | Other Static Generator | Interconnection | 547.7 | 1750 | 1400 | 542.5
BRITNED SUB | Other Static Generator | Interconnection | 439.9 | 1250 | 1000 | 387.5
ELECLINK SUB | Other Static Generator | Interconnection | 223.6 | 1250 | 1000 | 387.5
MOYLW SUB | Other Static Generator | Interconnection | -125.5 | 625 | 500 | 193.8
STANAH33 | Storage |  | 19.2 | 31.6 | 25.3 | 31.6
BUSTLEHOLM33 | Storage |  | 31.1 | 51.2 | 41 | 27.5
BIRKENHEAD33 | Storage |  | 68.3 | 112.5 | 90 | 112.5
BUSTLEHOLM33 | Storage |  | 37.9 | 62.4 | 49.9 | 33.5
CLAYHILLS33 | Storage |  | 30.4 | 50 | 40 | 50
BOLNEY33 | Storage |  | 27.2 | 44.8 | 35.8 | 44.8
COVENTRY33 | Storage |  | 37.9 | 62.4 | 49.9 | 62.4
EDINBANE33 | Storage |  | 31.4 | 51.8 | 41.4 | 51.8
SANDFORD33 | Storage |  | 15.2 | 25 | 20 | 25
MANNINGTON33 | Storage |  | 5.7 | 9.4 | 7.5 | 9.4
TEMPLEBOROUGH33 | Storage |  | 30.4 | 50 | 40 | 50
LISTER DRIVE33 | Storage |  | 15.2 | 25 | 20 | 25
PENWORTHAM33 | Storage |  | 30.4 | 50 | 40 | 50
CREYKE DECK33 | Storage |  | 37.9 | 62.4 | 49.9 | 62.4
CREYKE DECK33 | Storage |  | 37.9 | 62.4 | 49.9 | 62.4
HUTTON33 | Storage |  | 37.2 | 61.2 | 49 | 61.2
WASHWAY FARM33 | Storage |  | 37.9 | 62.4 | 49.9 | 62.4
VIKING LINK | Other Static Generator | Interconnection | 463 | 1250 | 1400 | 387.5
- PEMBROKE33 | Wind | Offshore | 764 | 1000 | 800 | 537.3
IRON ACTON33 | Storage |  | 37.9 | 62.4 | 49.9 | 62.4

## Synchnonise Generator
Name | Plant Category | Subcategory | Act.Pow. | App.pow. | Max.Active Power Limit | Max.React.Power Limit
|  |  | MW | MVA | MW | Mvar
UPPER BOAT33 | Others | Thermal | 13.8 | 26.2 | 21 | 15
UPPER BOAT33 | Gas |  | 7.9 | 12.5 | 10 | 7.2
USKMOUTH33 | Gas |  | 668.3 | 1062.5 | 850 | 607.8
USKMOUTH33 | Gas |  | 7.9 | 12.5 | 10 | 7.2
SWANSEA NORTH33 | Gas |  | 31.5 | 50 | 40 | 28.6
SWANSEA NORTH33 | Gas |  | 16.5 | 26.2 | 21 | 15
SWANSEA NORTH33 | Hydro | Run of river | 37.5 | 62.5 | 50 | 35.8
DEANIE33 | Hydro | Run of river | 28.5 | 47.5 | 38 | 27.2
MOSSFORD33 | Hydro | Run of river | 14 | 23.4 | 18.7 | 13.4
AIGAS33 | Hydro | Run of river | 15 | 25 | 20 | 14.3
KILMORACK33 | Hydro | Run of river | 15 | 25 | 20 | 14.3
LUICHART33 | Hydro | Run of river | 25.5 | 42.5 | 34 | 24.3
ORRIN33 | Hydro | Run of river | 13.5 | 22.5 | 18 | 12.9
QUOICH33 | Hydro | Run of river | 13.5 | 22.5 | 18 | 12.9
CEANACROC33 | Hydro | Run of river | 15 | 25 | 20 | 14.3
GLENDOE33 | Hydro | Run of river | 15 | 25 | 20 | 14.3
GLENMORISTON33 | Hydro | Run of river | 30 | 50 | 40 | 28.6
GLENMORISTON33 | Hydro | Run of river | 13.5 | 22.5 | 18 | 12.9
LOCH NANT33 | Hydro | Run of river | 11.2 | 18.8 | 15 | 10.7
KILLIN CASCADE GROUP33 | Hydro | Run of river | 3 | 5 | 4 | 2.9
KILLIN CASCADE GROUP33 | Hydro | Run of river | 8.2 | 13.8 | 11 | 7.9
FASNAKYLE33 | Hydro | Run of river | 34.5 | 57.5 | 46 | 32.9
FASNAKYLE33 | Hydro | Run of river | 22.9 | 38.1 | 30.5 | 21.8
FORT AUGUSTUS33 | Hydro | Run of river | 74.9 | 124.9 | 99.9 | 71.4
SLOY33 | Hydro | Run of river | 60 | 100 | 80 | 57.2
SLOY33 | Hydro | Run of river | 54.4 | 90.6 | 72.5 | 51.8
MEADOWHEAD33 | Gas |  | 15.7 | 25 | 20 | 14.3
DINORWIG33 | Hydro | Run of river | 1233 | 2055 | 1644 | 1175.5
PENTIR33 | Hydro | Run of river | 29.2 | 48.8 | 39 | 27.9
FFESTINIOG33 | Hydro | Run of river | 270 | 450 | 360 | 257.4
TRAWSFYNYDD33 | Hydro | Run of river | 7.5 | 12.5 | 10 | 7.2
INDIAN QUEENS33 | Gas |  | 110.1 | 175 | 140 | 100.1
LANDULPH2-33 | Gas |  | 11.9 | 18.9 | 15.1 | 10.8
LANDULPH1-33 | Gas |  | 20.1 | 31.9 | 25.5 | 18.2
ABHAM33 | Gas |  | 16.4 | 26.1 | 20.9 | 14.9
LANGAGE33 | Gas |  | 711.5 | 1131.2 | 905 | 647.1
CHICKERELL33 | Gas |  | 37 | 58.8 | 47 | 33.6
EXETER33 | Gas |  | 16.4 | 26.1 | 20.9 | 14.9
BRIDGE WATER33 | Gas |  | 4.7 | 7.5 | 6 | 4.3
TAUNTON33 | Gas |  | 7.9 | 12.5 | 10 | 7.2
HINKLEY POINT33 | Nuclear |  | 752 | 1326.2 | 1061 | 758.6
OLDBURY33 | Gas |  | 77.8 | 123.8 | 99 | 70.8
CELLARHEAD33 | Gas |  | 15.7 | 25 | 20 | 14.3
LEGACY33 | Hydro | Run of river | 22.5 | 37.5 | 30 | 21.5
WILLINGTON EAST33 | Others | Thermal | 9.2 | 17.5 | 14 | 10
CONNAH'S QUAY33 | Gas |  | 1085 | 1725 | 1380 | 986.7
ROCKSAVAGE33 | Gas |  | 636.8 | 1012.5 | 810 | 579.2
CAPENHURST33 | Gas |  | 70.8 | 112.5 | 90 | 64.4
HEYSHAM33 | Nuclear |  | 1692.6 | 2985 | 2388 | 1707.4
DALMALLY33 | Hydro | Run of river | 330 | 550 | 440 | 314.6
LOCHAY33 | Hydro | Run of river | 35.2 | 58.8 | 47 | 33.6
ERROCHTY33 | Hydro | Run of river | 56.2 | 93.8 | 75 | 53.6
FINLARIG33 | Hydro | Run of river | 12.4 | 20.6 | 16.5 | 11.8
FOYERS33 | Hydro | Run of river | 225 | 375 | 300 | 214.5
BEAUTY33 | Hydro | Run of river | 11.2 | 18.8 | 15 | 10.7
CLUNIE33 | Hydro | Run of river | 45.9 | 76.5 | 61.2 | 43.8
CLUNIE33 | Hydro | Run of river | 11.2 | 18.8 | 15 | 10.7
GLENROTHES33 | Biogas |  | 40.1 | 68.8 | 55 | 39.3
GRANGEMOUTH33 | Gas |  | 94.3 | 150 | 120 | 85.8
TORNESS33 | Nuclear |  | 886 | 1562.5 | 1250 | 893.8
BLYTH33 | Biogas |  | 288.6 | 495 | 396 | 283.1
HUTTON33 | Gas |  | 121.9 | 193.8 | 155 | 110.8
PADIHAM33 | Gas |  | 16.5 | 26.2 | 21 | 15
ROCHDALE33 | Gas |  | 16.5 | 26.2 | 21 | 15
KEARSLEY33 | Gas |  | 16.5 | 26.2 | 21 | 15
CARRINGTON33 | Gas |  | 715.4 | 1137.5 | 910 | 650.7
CARRINGTON33 | Gas |  | 15.7 | 25 | 20 | 14.3
FECKENHAM33 | Gas |  | 22.8 | 36.2 | 29 | 20.7
COWLEY33 | Gas |  | 9.4 | 15 | 12 | 8.6
WALHAM33 | Others | Thermal | 27.5 | 52.2 | 41.8 | 29.9
DIDCOT33 | Gas |  | 1159.7 | 1843.8 | 1475 | 1054.6
DIDCOT33 | Gas |  | 78.6 | 125 | 100 | 71.5
SEABANK33 | Gas |  | 970.2 | 1542.5 | 1234 | 882.3
BRAMLEY33 | Others | Thermal | 31 | 58.8 | 47 | 33.6
NUSRLING33 | Gas |  | 18.9 | 30 | 24 | 17.2
NUSRLING33 | Gas |  | 16.5 | 26.2 | 21 | 15
LOVEDEAN33 | Gas |  | 16.5 | 26.2 | 21 | 15
LOVEDEAN33 | Gas |  | 15.7 | 25 | 20 | 14.3
FLEET33 | Gas |  | 15.7 | 25 | 20 | 14.3
MARCHWOOD33 | Gas |  | 723.3 | 1150 | 920 | 657.8
FAWLEY33 | Gas |  | 124.2 | 197.5 | 158 | 113
FAWLEY33 | Gas |  | 110.1 | 175 | 140 | 100.1
FAWLEY33 | Gas |  | 39.2 | 62.4 | 49.9 | 35.7
DUNGENESS33 | Nuclear |  | 793.9 | 1400 | 1120 | 800.8
CITY ROAD33 | Gas |  | 23.6 | 37.5 | 30 | 21.5
WILLESDEN33 | Gas |  | 110.1 | 175 | 140 | 100.1
BRIMSDOWN33 | Gas |  | 347.5 | 552.5 | 442 | 316
RYE HOUSE33 | Gas |  | 562.1 | 893.8 | 715 | 511.2
WYMONDLEY MAIN33 | Gas |  | 11.8 | 18.8 | 15 | 10.7
EATON SOCON33 | Gas |  | 581.8 | 925 | 740 | 529.1
RYHALL33 | Gas |  | 315.3 | 501.2 | 401 | 286.7
RATCLIFFE ON SOAR33 | Others | Thermal | 10 | 26.1 | 20.9 | 14.9
RATCLIFFE ON SOAR33 | Others | Thermal | 13.8 | 26.1 | 20.9 | 14.9
RATCLIFFE ON SOAR33 | Coal |  | 641.3 | 2526.2 | 2021 | 1445
HIGH MARNHAM33 | Gas |  | 10.2 | 16.2 | 13 | 9.3
DRAX33 | Biogas |  | 1388.6 | 2381.2 | 1905 | 1362.1
DRAX33 | Coal |  | 643.9 | 2501.2 | 2001 | 1430.7
LACKENBY33 | Biogas |  | 207.7 | 356.2 | 285 | 203.8
GREYSTONES33 | Gas |  | 110.8 | 176.2 | 141 | 100.8
PETERHEAD33 | Gas |  | 927.7 | 1475 | 1180 | 843.7
SELLINDGE A33 | Gas |  | 7.9 | 12.5 | 10 | 7.2
KEMSLEY33 | Gas |  | 28.1 | 44.8 | 35.8 | 25.6
CORYTON33 | Gas |  | 629 | 1000 | 800 | 572
KINGSNORTH33 | Gas |  | 638.4 | 1015 | 812 | 580.6
GRAIN33 | Gas |  | 577.9 | 918.8 | 735 | 525.5
GRAIN33 | Gas |  | 1192.7 | 1896.2 | 1517 | 1084.7
TILBURY33 | Biogas |  | 31.3 | 53.8 | 43 | 30.7
BRAMFORD33 | Biogas |  | 29.9 | 51.2 | 41 | 29.3
NORWICH MAIN33 | Gas |  | 330.2 | 525 | 420 | 300.3
BURWELL MAIN33 | Biogas |  | 27.7 | 47.5 | 38 | 27.2
SUTTON BRIDGE33 | Gas |  | 668.3 | 1062.5 | 850 | 607.8
STAYTHORPE33 | Gas |  | 1377.4 | 2190 | 1752 | 1252.7
SPALDING NORTH33 | Gas |  | 746.9 | 1187.5 | 950 | 679.3
COTTAM33 | Gas |  | 349.9 | 556.2 | 445 | 318.2
WEST BURTON33 | Gas |  | 1048 | 1666.2 | 1333 | 953.1
KEADBY33 | Gas |  | 702.1 | 1116.2 | 893 | 638.5
KEADBY33 | Biogas |  | 10.9 | 18.8 | 15 | 10.7
KEADBY33 | Gas |  | 77.8 | 123.8 | 99 | 70.8
KEADBY33 | Gas |  | 593.6 | 943.8 | 755 | 539.8
SOUTH HUMBER BANK33 | Gas |  | 1073.2 | 1706.2 | 1365 | 976
KILLINGHOLME33 | Gas |  | 471.7 | 750 | 600 | 429
HUMBER REFINERY33 | Gas |  | 957.6 | 1522.5 | 1218 | 870.9
SALTEND SOUTH33 | Gas |  | 864.8 | 1375 | 1100 | 786.5
HARTLEPOOL33 | Nuclear |  | 855.5 | 1508.8 | 1207 | 863
SIZEWELL33 | Nuclear |  | 871.8 | 1537.5 | 1230 | 879.5
WALPOLE33 | Gas |  | 310.5 | 493.8 | 395 | 282.4
WALPOLE33 | Gas |  | 192.6 | 306.2 | 245 | 175.2
WALPOLE33 | Gas |  | 16.1 | 25.6 | 20.5 | 14.7
CULLIGRAN33 | Hydro | Run of river | 14.3 | 23.9 | 19.1 | 13.7
PEMBROKE33 | Gas |  | 1728.8 | 2748.8 | 2199 | 1572.3

## Demand
Terminal | Act.Pow. | React.Pow.
| MW | Mvar
ABERNETHY | 30.8 | 10.2
ABERTHAW | 178.8 | 59
ABHAM-1 | 246.2 | 81.2
AIGAS | 0 | 0
ALDWARKE | 58 | 19.2
ALNESS | 0 | 0
ALVERDISCOTT | 222.6 | 73.4
AMERSAM MAIN-1 | 123.2 | 40.6
AN SUIDHE | 0 | 0
ARBROATH | 30.8 | 10.2
ARDKINGLS WIND | 11.8 | 3.9
HARRIS | 18.9 | 6.3
ARECLEOCH | 0 | 0
AUCHENCROSS | 0 | 0
AXMINSTER | 226.1 | 74.6
AYR-2 | 68.7 | 22.6
BAGLAN BAY | 0 | 0
BAINSFORD | 7.1 | 2.4
BARKING-1 | 224.9 | 74.2
BATHGATE | 23.7 | 7.8
BEAUTY-2 | 0 | 0
BEDDINGTON-1 | 653.5 | 215.7
BERKSWELL | 413.2 | 136.4
BERRY BURN-2 | 0 | 0
BERWICK | 4.8 | 1.5
BICKER FEN | 179.9 | 59.4
BIRKENHEAD | 233.2 | 76.9
BISHOPS WOOD | 575.3 | 189.9
BLACKCRAIG | 0 | 0
BLACKHILL | 0 | 0
BLACKLAW | 0 | 0
BLACKLAW EXTENSION | 0 | 0
BLYTH-1 | 227.3 | 75.1
BOAT OF GARTEN | 26.1 | 8.6
BODELWYDDAN | 0 | 0
BOLNEY | 687.8 | 226.9
BOTLEY WOOD | 138.5 | 45.7
BRACO | 0 | 0
BRADFORD WEST-1 | 468.8 | 154.7
BRAEHEAD PARK | 45 | 14.8
BRAMFORD | 471.2 | 155.4
BRAMLEY | 963.7 | 318
BRECHIN GRID | 0 | 0
BREDBURY | 0 | 0
BRIDGE OF DUN | 28.4 | 9.5
BRIDGE WATER | 0 | 0
BRIMSDOWN | 316 | 104.3
BRINSWORTH-1 | 0 | 0
BROADFORD | 13 | 4.3
BRORA | 8.3 | 2.7
BROXBURN | 59.2 | 19.5
BULLS LODGE | 0 | 0
BURGHMUIR | 48.5 | 16
BURWELL MAIN | 0 | 0
BUSBY | 0 | 0
BUSHBURY | 210.7 | 69.5
BUSTLEHOLM-1 | 0 | 0
CAIRNFORD-2 | 0 | 0
CANTERBURY GIS | 0 | 0
CANTERBURY NORTH | 0 | 0
CAPENHURST-1 | 287.7 | 94.9
CARDIFF EAST | 178.8 | 59
CARNTYNE | 30.8 | 10.2
CARRADALE | 106.5 | 35.2
CARRINGTON-1 | 387.1 | 127.7
CARSFAD | 18.9 | 6.2
CASSLEY | 3.5 | 1.2
CEANACROC | 0 | 0
CELLARHEAD | 694.9 | 229.3
CHAPELCROSS | 0 | 0
CHARLESTON | 23.7 | 7.8
CHARLOTTE STREET-2 | 68.7 | 22.6
CHESSINGTON | 253.4 | 83.6
CHESTERFIELD | 632.2 | 208.6
CHICKERELL1 | 0 | 0
CHICKERELL2 | 0 | 0
CHILLING | 0 | 0
CITY ROAD | 0 | 0
CLAYHILLS | 28.4 | 9.5
CLEVE HILL | 0 | 0
CLIFYNYDD-1 | 0 | 0
CLYDE NORTH | 0 | 0
CLYDE SOUTH | 0 | 0
CLYDES MILL | 0 | 0
COALBURN-2 | 0 | 0
COATBRIDGE | 0 | 0
COCKENZIE-1 | 65.2 | 21.4
CONNAGILL-2 | 0 | 0
CONNAH'S QUAY | 0 | 0
CORYTON | 0 | 0
COTTAM | 0 | 0
COUPAR ANGUS | 16.5 | 5.4
COVENTRY | 601.4 | 198.4
COWBRIDGE | 1 | 1
COWLEY | 720.9 | 237.9
COYLTON-2 | 32 | 10.5
CRAIGIEBUCKLER | 24.8 | 8.2
CREYKE DECK-1 | 0 | 0
CROOKSTON | 73.4 | 24.3
CROSSAIG-2 | 0 | 0
CRUACHAN | 0 | 0
CRYSTAL RIG-2 | 0 | 0
CULHAM JET-1 | 0 | 0
CULLIGRAN | 0 | 0
CUMBERHEAD | 0 | 0
CUMBERNAULD | 2.4 | 0.8
CUPAR | 75.8 | 25
CURRIE-2 | 16.5 | 5.4
DALCHORK | 8.3 | 2.7
DALLAS-2 | 0 | 0
DALMALLY | 0 | 0
DAMHEAD CREEK | 0 | 0
DAINES-1 | 0 | 0
DEANIE | 0 | 0
DENNY-2 | 0 | 0
DERSALLOCH | 0 | 0
DEVOLMOOR-2 | 0 | 0
DEVONSIDE | 29.6 | 9.7
DEWAR PLACE-2 | 97.1 | 32.1
DIDCOT | 37.8 | 12.5
DINORWIG | 0 | 0
DORENELL | 0 | 0
DOUNREAY-2 | 9.5 | 3.1
DRAKELOW-1 | 222.6 | 73.4
DRAX | 53.3 | 17.6
DRUMCHAPEL-2 | 92.3 | 30.4
DRUMCROSS | 4.8 | 1.5
DUDHOPE | 47.4 | 15.7
DUMFRIES | 74.6 | 24.6
DUNBAR | 30.8 | 10.2
DUNBEATH | 0 | 0
DUNFERMLINE | 47.4 | 15.6
DUNGENESS-1 | 0 | 0
DUNHILL | 0 | 0
DUNOON | 16.5 | 5.4
DUNVEGAN | 0 | 0
DYCE | 40.2 | 13.4
EALING | 252.1 | 83.2
EARLSTOUN | 10.6 | 3.5
EAST CLAYDON | 542.2 | 178.9
EAST KILBRIDE-2 | 78.2 | 25.8
EAST KILBRIDE SOUTH | 8.3 | 2.7
EASTERHOUSE | 133.8 | 44.2
EATON SOCON | 215.4 | 71.2
ECCLEFECHAN | 2.4 | 0.8
ECCLES-2 | 16.5 | 5.4
EDINBANE | 0 | 0
EGGBOROUGH | 0 | 0
ELDERSLIE | 35.5 | 11.7
ELGIN | 54.5 | 18
ELLAND | 362.3 | 119.6
ELSTREE-1 | 428.6 | 141.5
ELVANFOOT-1 | 7.1 | 2.4
ENDERBY | 646.4 | 213.3
ERROCHTY | 0 | 0
ERSKINE | 21.3 | 7
EWE HILL | 0 | 0
EXETER | 0 | 0
FARR WIND FARM | 0 | 0
FASNAKYLE | 35.5 | 11.7
FAWLEY | 314.9 | 103.9
FECKENHAM-1 | 310.2 | 102.4
FERNOCH | 0 | 0
FERRYBRIDGE-1 | 264 | 87.1
FETTERESSON-2 | 0 | 0
FFESTINIOG | 0 | 0
FIDDES | 8.3 | 2.7
FIDDLERS FERRY | 202.4 | 66.8
FINNIESTON | 0 | 0
FLEET | 594.2 | 196.2
FLINTSHIRE BRIDGE | 0 | 0
FORT AUGUSTUS-2 | 3.5 | 1.2
FORT WILLIAM | 9.5 | 3.1
FOURSTONES | 59.2 | 19.5
FOYERS | 0 | 0
FRASERBURGH | 18.9 | 6.3
FRODSHAM-1 | 397.8 | 131.3
FYRISH-2 | 0 | 0
GALASHIELS | 37.8 | 12.5
GALAWHISTLE | 0 | 0
GLENDOE | 0 | 0
GLENFARC_AS | 0 | 0
GLENGLASS | 0 | 0
GLENLEE | 43.8 | 14.4
GLENLUCE | 21.3 | 7
GLENMORISTON | 0 | 0
GLENNISTON | 14.2 | 4.7
GLENROTHES | 29.6 | 9.7
GORDONBUSH | 0 | 0
GORGIE | 42.6 | 14.1
GOVAN | 42.6 | 14.1
GRAIN | 0 | 0
GRANGEMOUTH | 68.7 | 22.6
GRENDON | 880.8 | 290.6
GRETNA-2 | 0 | 0
GREYSTONES | 0 | 0
GRIMSBY WEST | 165.8 | 54.7
GRUDIE BRIDGE | 42.6 | 14.1
HACKNEY-1 | 298.4 | 98.5
HADYARD HILL | 0 | 0
HAGGS ROAD | 52.1 | 17.2
HAMS HALL-1 | 0 | 0
HARESTANES | 0 | 0
HARKER-2 | 307.8 | 101.6
HARTLEPOOL | 0 | 0
HARTMOOR | 75.8 | 25
HAWICK | 39.1 | 12.9
HAWTHORN PIT-1 | 116 | 38.2
HEDON | 0 | 0
HELENSBURGH | 13 | 4.3
HEYSHAM | 116 | 38.2
HIGH MARNHAM-1 | 0 | 0
HIGHBURY | 0 | 0
HUMBER REFINERY | 0 | 0
HUNTERSTON-2 | 0 | 0
HUNTERSTON CS | 0 | 0
HUNTERSTON EAST | 0 | 0
HURST | 204.8 | 67.6
HUTTON | 307.8 | 101.6
IMPERIAL PARK | 79.3 | 26.2
INDIAN QUEENS | 444 | 146.6
INNERWICK | 2.4 | 0.8
INVERARAY | 0 | 0
INVERKEITHING | 63.9 | 21.1
INVERNESS | 113.7 | 37.5
IRON ACTON | 665.3 | 219.6
- IRON ACTON | -300 | -100
IRONBRIDGE | 0 | 0
IVER-1 | 887.9 | 293.8
JORDANTHORPE | 50.9 | 16.8
KAIMES | 125.4 | 41.4
KEADBY | 137.3 | 45.3
KEARSLEY-1 | 631 | 208.2
KEITH-2 | 28.4 | 9.4
KEMSLEY | 11.8 | 3.9
KENDOON | 48.5 | 16
KENSAL GREEN | 0 | 0
KILBOWIE | 42.6 | 14.1
KILGALLIOCH | 0 | 0
KILLERMONT | 80.5 | 26.5
KILLIN | 2.4 | 0.8
KILLINGHOLME | 0 | 0
KILMARNOCK SOUTH-2 | 40.2 | 13.3
KILMARNOCK TOWN-2 | 78.2 | 25.8
KILMORACK | 0 | 0
KILWINNING | 13 | 4.3
KINCARDINE | 0 | 0
KINGSNORTH | 243.9 | 80.5
KINLOCHLEVEN | 5.9 | 1.9
KINTORE-2 | 81.7 | 27
KIRKBY | 368.2 | 121.5
KIRKSTALL | 290.1 | 95.7
KITWELL | 376.5 | 124.2
KNARESBORUGH | 0 | 0
KNOCKNAGAEL-2 | 0 | 0
KYPE MUIR | 0 | 0
LACKENBY-1 | 130.2 | 43
LALEHAM | 297.1 | 98
LAMBHILL | 0 | 0
LANDULPH1 | 0 | 0
LANDULPH2 | 0 | 0
LANGAGE | 0 | 0
LEGACY | 317.3 | 104.7
LEIGHTON BUZZARD-1 | 23.7 | 7.8
LEIGHTON BUZZARD-2 | 23.7 | 7.8
LEISTON-2 | 0 | 0
LEVEN | 40.2 | 13.3
LINNMILL | 0 | 0
LISTER DRIVE | 415.5 | 137.1
LITTLEBROOK-1 | 165.8 | 54.7
LIVINGSTON | 16.5 | 5.4
LOCH BUIDHE-2 | 0 | 0
LONGANNET | 0 | 0
LOVEDEAN | 659.4 | 217.6
LUICHART | 0 | 0
LUNAHEAD | 49.8 | 16.6
LYNDHURST | 28.4 | 9.5
MACCLESFIELD-1 | 58 | 19.2
MACDUFF | 28.4 | 9.4
MANNINGTON | 757.7 | 250
MARCHWOOD | 0 | 0
MARGAM | 45 | 14.8
MARK HILL-2 | 0 | 0
MARSHAL MEADOWS | 0 | 0
MAYBOLE | 14.2 | 4.7
MEADOWHEAD | 26.1 | 8.6
MEDWAY | 0 | 0
MELKSHAM-1 | 522.1 | 172.2
MIDDLEMUIR | 0 | 0
MIDDLETON | 0 | 0
MILL HILL | 0 | 0
MILTON OF CRAIGIE | 36.7 | 12.1
MINETY | 403.6 | 133.2
MOFFAT-2 | 0 | 0
MONK FRYSTON-1 | 0 | 0
MOSSFORD | 0 | 0
MOSSMORRAN SHELL | 0 | 0
MOSSMORRAN-2 | 0 | 0
MYBSTER | 16.5 | 5.4
NAIRN | 37.8 | 12.5
NECHELLS | 0 | 0
NECTON | 0 | 0
NEEPSEND | 90 | 29.7
NEILSTON-2 | 0 | 0
NEW CROSS | 564.7 | 186.3
NEW CUMNOCK-2 | 0 | 0
NEW DEER | 0 | 0
NEWTON STEWART | 14.2 | 4.7
NINFIELD | 449.9 | 148.4
JOHNSTONE | 0 | 0
NORTHFLEET EAST | 446.3 | 147.3
NORTON-1 | 557.6 | 184
NORTON LEES | 66.3 | 21.9
NORWICH MAIN | 286.5 | 94.6
OCKER HILL | 0 | 0
OFFERTON | 55.6 | 18.4
OLDBURY-1 | 92.3 | 30.4
ORRIN | 0 | 0
OSBALDWICK | 513.8 | 169.5
PAISLEY | 40.2 | 13.3
PARTICK | 104.1 | 34.3
PATFORD BRIDGE | 26.1 | 8.6
PELHAM | 0 | 0
PEMBROKE | 140.9 | 46.5
PENIN-1 | 0 | 0
PENTIR | 133.8 | 44.2
PENWORTHAM-1 | 441.6 | 145.7
PERSLEY-2 | 36.7 | 12.1
PETERHEAD GRANGE | 21.3 | 7
PETERHEAD-2 | 8.3 | 2.7
PITSMOOR | 58 | 19.2
POPPLETON | 0 | 0
PORT ANN | 2.4 | 0.8
PORT DUNDAS | 49.8 | 16.5
PORTOBELLO-2 | 120.8 | 39.9
PUDDING MILL | 0 | 0
PYLE | 92.3 | 30.4
QUOICH | 43.8 | 14.6
RAINHILL | 489 | 161.4
RANNOCH | 28.4 | 9.5
RASSAU | 1 | 1
RATCLIFFE ON SOAR-1 | 0 | 0
RAYLEIGH MAIN | 0 | 0
REDBRIDGE | 138.5 | 45.7
REDHOUSE | 48.5 | 16
REDMOSS | 26.1 | 8.6
- RHIGOS | 1 | 1
RICHBOROUGH | 0 | 0
ROCHDALE-1 | 275.8 | 91
ROCKSAVAGE | 157.4 | 52
ROTHIENORMAN | 0 | 0
ROWDOWN1 | 0 | 0
ROWDOWN2 | 0 | 0
RUGELEY | 283 | 93.4
RYE HOUSE | 310.2 | 102.4
RYHALL | 0 | 0
SALTCOATS | 35.5 | 11.7
SALTEND NORTH | 59.2 | 19.5
SALTEND SOUTH | 0 | 0
SALTHOLME | 7.1 | 2.4
SANDFORD | 0 | 0
SEABANK | 329.1 | 108.6
SELLINDGE A | 0 | 0
SELLINDGE B | 0 | 0
SHEFFIELD CITY | 0 | 0
SHIN | 16.5 | 5.4
SHREWSBURY-1 | 187.1 | 61.7
SHRUBHILL-2 | 85.2 | 28.2
SIGHTHILL-2 | 132.6 | 43.8
SINGLEWELL | 0 | 0
SIZEWELL | 0 | 0
SKELTON GRANGE | 648.8 | 214
SMEATON-2 | 0 | 0
SOUTH HUMBER BANK | 0 | 0
SOUTH MANCHESTER | 364.7 | 120.3
SOUTH SHIELDS | 48.5 | 16
SPALDING NORTH | 0 | 0
SPANGO VALLEY | 40.2 | 13.3
SPENNYMOOR | 251 | 82.9
SPITTAL-2 | 0 | 0
ST ANDREWS CROSS | 61.5 | 20.4
ST FERGUS GAS | 0 | 0
ST FERGUS MOBIL | 0 | 0
ST.JOHNS WOOD-1 | 968.4 | 319.5
STALYBRIDGE-1 | 372.9 | 123
STANAH-1 | 284.1 | 93.8
STAYTHORPE | 191.7 | 63.3
STELLA WEST-1 | 545.8 | 180.1
STIRLING | 90 | 29.7
STOCKSBRIDGE-1 | 0 | 0
STOKE BARDOLPH | 0 | 0
STRATHAVEN-1 | 66.3 | 21.9
STRATHBRORA | 0 | 0
STRATHLEVEN | 32 | 10.5
STRICHEN | 2.4 | 0.8
SUNDON | 494.9 | 163.2
SUTTON BRIDGE | 0 | 0
SWANSEA NORTH-1 | 563.5 | 186
TARLAND | 7.1 | 2.4
TAUNTON | 92.3 | 30.4
TAYNUILT | 2.4 | 0.8
TEALING-2 | 0 | 0
TELFORD ROAD | 35.5 | 11.7
TEMPLEBOROUGH | 33.1 | 10.9
BRAINTREE-1 | 0 | 0
NUSRLING-1 | 419.1 | 138.3
THORNTON | 0 | 0
THORPE MARSH-1 | 0 | 0
THURCROFT | 164.5 | 54.3
THURSO SOUTH-2 | 3.5 | 1.2
TILBURY-1 | 80.5 | 26.5
TINSLEY PARK | 16.5 | 5.6
TOD POINT | 13 | 4.3
TOMATIN-2 | 0 | 0
TONGLAND | 34.3 | 11.4
TORNESS-2 | 0 | 0
TOTTENHAM | 316 | 104.3
TRAWSFYNYDD-1 | 66.3 | 21.9
TREMORFA | 1 | 1
TUMMEL BRIDGE | 23.7 | 7.9
TYNEMOUTH1 | 0 | 0
TYNEMOUTH2 | 0 | 0
UPPER BOAT-2 | 243.9 | 80.5
USKMOUTH | 242.7 | 80.2
INVERARNAN-2 | 0 | 0
WALHAM | 473.6 | 156.3
- WALHAM | -473.6 | -156.3
WALPOLE | 216.7 | 71.5
WALTHAM CROSS-1 | 0 | 0
WARLEY | 210.7 | 69.5
WASHWAY FARM | 104.1 | 34.3
WATFORD SOUTH | 367 | 121.1
WEST BOLDON | 306.6 | 101.2
WEST BURTON | 274.7 | 90.7
WEST GEORGE STREET | 80.5 | 26.5
WEST HAM | 0 | 0
WEST MELTON | 486.6 | 160.5
WEST THURROCK-1 | 33.1 | 10.9
WEST WEYBRIDGE-1 | 0 | 0
WESTFIELD-2 | 21.3 | 7
WHISTLEFIELD | 18.9 | 6.3
WHITFGATE | 0 | 0
WHITEHOUSE-2 | 82.8 | 27.3
WHITELEE | 0 | 0
WHITELEE EXT | 0 | 0
WHITSON-1 | 32 | 10.5
WILLENHALL | 144.4 | 47.7
WILLINGTON EAST-1 | 587.2 | 193.8
WILLOWDALE | 23.7 | 7.9
WILLESDEN-1 | 0 | 0
WIMBLEDON-1 | 579 | 191.1
WINCOBANK | 26.1 | 8.6
WISHAW-2 | 72.2 | 23.8
WOODHILL | 42.6 | 14.2
WYLFA | 50.9 | 16.8
WYMONDLEY MAIN | 0 | 0

## Shunt
Type | Name | Rtd.Volt. | Rtd. Reac.Pow. | Upper Voltage Limit | Lower Voltage Limit
|  | kV | Mvar | p.u. | p.u.
R-L | KILGALLIOCH | 275 | 50 | 1.05 | 0.95
C | LONGANNET | 275 | 450 | 1.05 | 0.95
R-L | MOFFAT | 400 | 230 | 1.05 | 0.95
C | WINDYHILL-1 | 275 | 150 | 1.05 | 0.95
C | COCKENZIE-1 | 275 | 225 | 1.05 | 0.95
C | ELVANFOOT | 400 | 225 | 1.05 | 0.95
C | LONGANNET | 275 | 225 | 1.05 | 0.95
C | LONGANNET | 275 | 450 | 1.05 | 0.95
C | MOFFAT | 400 | 230 | 1.05 | 0.95
C | WINDYHILL-1 | 275 | 150 | 1.05 | 0.95
C | BODELWYDDAN | 400 | 30 | 1.05 | 0.95
R-L | TORNESS | 400 | 130 | 1.05 | 0.95
C | BODELWYDDAN | 400 | 30 | 1.05 | 0.95
C | BODELWYDDAN | 400 | 30 | 1.05 | 0.95
C | BODELWYDDAN | 400 | 30 | 1.05 | 0.95
R-L | BURBO BANK EXTENSION ONSHORE | 400 | 60 | 1.05 | 0.95
R-L | BODELWYDDAN | 400 | 55 | 1.05 | 0.95
R-L | BODELWYDDAN | 400 | 55 | 1.05 | 0.95
R-L | BODELWYDDAN | 400 | 55 | 1.05 | 0.95
R-L | BODELWYDDAN | 400 | 55 | 1.05 | 0.95
R-L | HORNSEA ONE ONSHORE | 400 | 75 | 1.05 | 0.95
R-L | HORNSEA ONE ONSHORE | 400 | 75 | 1.05 | 0.95
R-L | TORNESS | 400 | 260 | 1.05 | 0.95
R-L | HORNSEA TWO ONSHORE | 400 | 85 | 1.05 | 0.95
R-L | HORNSEA TWO ONSHORE | 400 | 85 | 1.05 | 0.95
R-L | MORAY EAST ONSHORE SUBSTATION | 275 | 133 | 1.05 | 0.95
R-L | MORAY EAST ONSHORE SUBSTATION | 275 | 133 | 1.05 | 0.95
R-L | MORAY EAST ONSHORE SUBSTATION | 275 | 133 | 1.05 | 0.95
R-L | TRITON KNOLL ONSHORE | 400 | 163 | 1.05 | 0.95
R-L | TRITON KNOLL ONSHORE | 400 | 163 | 1.05 | 0.95
R-L | TRITON KNOLL ONSHORE | 400 | 163 | 1.05 | 0.95
R-L | TRITON KNOLL ONSHORE | 400 | 163 | 1.05 | 0.95
R-L | WALNEY EXTENSION | 400 | 62 | 1.05 | 0.95
R-L | KILGALLIOCH | 275 | 50 | 1.05 | 0.95
R-L | WALNEY EXTENSION | 400 | 62 | 1.05 | 0.95
R-L | WEST OF DUDDON SANDS ONSHORE | 400 | 30 | 1.05 | 0.95
R-L | WEST OF DUDDON SANDS ONSHORE | 400 | 30 | 1.05 | 0.95
R-L | WESTERMOST ROUGH OFFSHORE | 275 | 50 | 1.05 | 0.95
C | ABERTHAW | 275 | 700 | 1.05 | 0.95
R-L | SWANSEA NORTH | 400 | 600 | 1.05 | 0.95
R-L | TORNESS | 400 | 260 | 1.05 | 0.95
R-L | TORNESS | 400 | 130 | 1.05 | 0.95
C | COCKENZIE-1 | 275 | 225 | 1.05 | 0.95
C | ELVANFOOT | 400 | 225 | 1.05 | 0.95
C | LONGANNET | 275 | 225 | 1.05 | 0.95

## SVC
Terminal | Q of reactance (>0) | Rated reactive power | Target voltage
| Mvar | Mvar | kV
BEAUTY-1 | 150 | 150 | 275
BURSTALL | 215 | 215 | 400
MORAY EAST ONSHORE SUBSTATION | 197 | 197 | 275
SEAGREEN ONE 275KV ONSHORE | 185 | 185 | 275
TWINEHAM ONSHORE | 121 | 121 | 400
TRITON KNOLL ONSHORE | 143 | 143 | 400
WEST OF DUDDON SANDS ONSHORE | 50 | 50 | 400
WESTERMOST ROUGH OFFSHORE | 25 | 25 | 275
TEALING | 75 | 75 | 275
MELGARVE | 100 | 100 | 400
MELGARVE | 100 | 100 | 400
NEILSTON-1 | 70 | 70 | 275
NEILSTON-1 | 70 | 70 | 275
NEILSTON-1 | 33 | 33 | 275
NEILSTON-1 | 33 | 33 | 275
BEATRICE SUBSTATION | 155 | 155 | 400
BEATRICE SUBSTATION | 155 | 155 | 400
BURBO BANK EXTENSION OFFSHORE | 82.2 | 82.2 | 220
NECTON | 125 | 125 | 400
NECTON | 125 | 125 | 400
BURSTALL | 215 | 215 | 400
SEAGREEN ONE 275KV ONSHORE | 185 | 185 | 275
SEAGREEN ONE 275KV ONSHORE | 185 | 185 | 275
BODELWYDDAN | 50 | 50 | 400
BODELWYDDAN | 50 | 50 | 400
BODELWYDDAN | 139 | 139 | 400
LONDON ARRAY ONSHORE | 52 | 52 | 400
LONDON ARRAY ONSHORE | 52 | 52 | 400
LONDON ARRAY ONSHORE | 52 | 52 | 400
LONDON ARRAY ONSHORE | 52 | 52 | 400
MORAY EAST ONSHORE SUBSTATION | 197 | 197 | 275
MORAY EAST ONSHORE SUBSTATION | 197 | 197 | 275
TWINEHAM ONSHORE | 121 | 121 | 400
TRITON KNOLL ONSHORE | 143 | 143 | 400
WEST OF DUDDON SANDS ONSHORE | 50 | 50 | 400
WESTERMOST ROUGH OFFSHORE | 25 | 25 | 275